## Sheet1
Detailed Inventory | [9 empty] | Important Instructions: Each row in this worksheet represents one service line connecting the water main to the customer's plumbing. The worksheet includes required and recommended elements; the columns with the aqua shading are required by the LCRR. The green column is a required, auto populated field that will update as systems provide system-owned and customer-owned service line material classification information. Column H is used in the green column calculation to determine if the customer-owned portion of the service line is galvanized requiring replacement. If column H is blank and the customer-owned portion is galvanized, the entire line will be classified as galvanized requiring replacement. Important notes for each column are in Row 13; also see the Template Instructions worksheet for detailed instructions. Remove provided examples before submitting your completed inventory.
PWS Name: Town of Macclesfield
PWSID: NC0433020
Date Last Updated:
2024-10-14
Purpose of this worksheet: To allow water systems to track materials for each service line in their distribution system.
Location Information |  |  |  |  | System-Owned Portion | [8 empty] | Customer-Owned Portion | [7 empty] | Entire Service Line Material Classification | Other Potential Sources of Lead |  |  | Additional Information to Assign Tap Monitoring Tiering |  |  |  | Lead Service Line Replacement (LSLR)
Unique Service Line ID | Location Identifier |  | Sensitive Population? (Yes/No) | Disadvantaged Neighborhood? (Yes/No) | System-Owned Portion Service Line Material Classification | If Non-Lead in Column G, Was Material Ever Previously Lead? | Service Line Installation Date | Service Line Size | Basis of Material Classification | Was the Service Line Material Field Verified? | If "Yes" Service Line Material Was Field Verified: |  | Notes | Customer-Owned Portion Service Line Material Classification | Service Line Installation Date | Service Line Size | Basis of Material Classification | Was the Service Line Material Field Verified? | If "Yes" Service Line Material Was Field Verified: |  | Notes |  | Is there a Lead Connector? | Is there Lead Solder in the Service Line? | Describe Other Fittings and Equipment Connected to the Service Line that Contain Lead | Building Type Connected to Service Line | Point-of-Entry or Point-of-Use Treatment Present? | Does the Interior Building Plumbing Contain Copper Pipes with Lead Solder Installed Before Your State's Lead Ban (Generally 1986 - 1988)? | Current LCR Sampling Site? | Date of System-owned LSLR | Date of Customer-owned LSLR
| Street Address | Other Location Identifier | [8 empty] | Describe the Field Verification Method | Enter the Date of Field Verification | [6 empty] | Describe the Field Verification Method | Enter the Date of Field Verification
A Unique ID is recommended for each service line. | Water systems must track addresses of all service lines in their internal inventory. For the publicly accessible version, location identifiers are required for lead and galvanized requiring replacement. If the system does not use addresses for their location identifier, other options could include GPS coordinates, landmark, intersection, block, or other details to specify service line locations. |  | Select Yes if sensitive subpopulation, e.g., day care, school, multifamily home. If Yes-Other, describe in the Notes field. | Does location meet state affordability guidelines or other measures? | Drop-down list includes recommended subclassifications. If "Non-Lead Other", describe in Notes field | Select Yes, No, or Don't know. Used to determine if service line is galvanized requiring replacement. | Date, year, or estimated date range when the service line was installed or replaced | Diameter in inches | Select option from drop down list. If "Other," describe in the Notes field | Select Yes or No | Select option from drop down list. If "Other," describe in the Notes field | Enter approximate date of field verification or date that the record was updated | Can use this field for documenting additional relevant information, including when classification changes. | Drop-down list includes recommended subclassifications. If non-lead other, describe in Notes field. | Date, year, or estimated date range when the service line was installed or replaced | Diameter in inches | Select option from drop down list. If "Other," describe in the Notes field | Select Yes or No | Select option from drop down list. If "Other," describe in the Notes field | Enter approximate date of field verification or date that record was updated | Can use this field for documenting additional relevant information, including when classification changes. | Auto-filled list includes four required service line classifications of Lead, Non-lead, Galvanized Requiring Replacement, or Unknown | For example, lead gooseneck or pigtail where the water main is connected to the service line | Select Yes, No, or Don't Know | For example, backflow preventer or meter containing lead | Note: This information may be helpful for identifying lead tap monitoring locations.
| 203 S. First St. |  | No | No | Non-Lead - Plastic | No |  | 0.75 | Field inspection only with no records | Yes | Visual inspection at the meter pit | 2024-01-18 |  | Non-Lead - Plastic |  | 0.75 | Field inspection only with no records | Yes | Visual inspection at the meter pit | 2024-01-18 |  | Non-Lead | No | No | None | Single Family Residence | No | Unknown | No
| 205 S. First St. |  | No | No | Non-Lead - Plastic | No |  | 0.75 | Field inspection only with no records | Yes | Visual inspection at the meter pit | 2024-01-18 |  | Non-Lead - Plastic |  | 0.75 | Installation date after lead ban | No | Customer self-identification | 2024-01-18 |  | Non-Lead | No | No | None | Single Family Residence | No | Unknown | No
| 201 S. First St. |  | No | No | Non-Lead - Plastic | No |  | 0.75 | Field inspection only with no records | Yes | Visual inspection at the meter pit | 2024-01-18 |  | Non-Lead - Plastic |  | 0.75 | Field inspection only with no records | Yes | Visual inspection at the meter pit | 2024-01-18 |  | Non-Lead | No | No | None | Single Family Residence | No | Unknown | No
| 201 S. First St. |  | No | No | Non-Lead - Plastic | No |  | 0.75 | Field inspection only with no records | Yes | Visual inspection at the meter pit | 2024-01-18 |  | Non-Lead - Plastic |  | 0.75 | Field inspection only with no records | Yes | Visual inspection at the meter pit | 2024-01-18 |  | Non-Lead | No | No | None | Single Family Residence | No | Unknown | No
| 104 N.First St. |  | No | No | Non-Lead - Plastic | No |  | 0.75 | Field inspection only with no records | Yes | Visual inspection at the meter pit | 2024-04-04 |  | Non-Lead - Plastic |  | 0.75 | Field inspection only with no records | Yes | Visual inspection at the meter pit | 2024-04-04 |  | Non-Lead | No | No | None | Single Family Residence | No | Unknown | No
| 106 N First St. |  | No | No | Non-Lead - Plastic | No |  | 0.75 | Field inspection only with no records | Yes | Visual inspection at the meter pit | 2024-04-04 |  | Non-Lead - Plastic |  | 0.75 | Field inspection only with no records | Yes | Visual inspection at the meter pit | 2024-04-04 |  | Non-Lead | No | No | None | Single Family Residence | No | Unknown | No
| 208 N. First St. |  | No | No | Non-Lead - Plastic | No |  | 0.75 | Field inspection only with no records | Yes | Visual inspection at the meter pit | 2024-02-06 |  | Non-Lead - Plastic |  | 0.75 | Installation date after lead ban | No | Other | 2024-02-06 |  | Non-Lead | No | No | None | Single Family Residence | No | Unknown | No
| 3017 Hwy 122 S |  | No | No | Non-Lead - Plastic | No |  | 0.75 | Installation date after lead ban | No |  | 2024-02-06 |  | Non-Lead - Plastic |  | 0.75 | Installation date after lead ban | No |  |  |  | Non-Lead | No | No | None | Single Family Residence | No | Unknown | No
| 5033 Hwy 122 S |  | No | No | Non-Lead - Plastic | No |  | 0.75 | Installation date after lead ban | No |  | 2024-02-06 |  | Non-Lead - Plastic |  | 0.75 | Installation date after lead ban | No |  |  |  | Non-Lead | No | No | None | Single Family Residence | No | Unknown | No
| 400 N. Second St. |  | No | No | Non-Lead - Plastic | No |  | 0.75 | Field inspection only with no records | Yes | Visual inspection at the meter pit | 2024-02-22 |  | Non-Lead - Plastic |  | 0.75 | Field inspection only with no records | Yes | Visual inspection at the meter pit | 2024-02-22 |  | Non-Lead | No | No | None | Single Family Residence | No | Unknown | No
| 401 N. Second St. |  | No | No | Non-Lead - Plastic | No |  | 0.75 | Field inspection only with no records | Yes | Visual inspection at the meter pit | 2024-02-22 |  | Non-Lead - Plastic |  | 0.75 | Field inspection only with no records | Yes | Visual inspection at the meter pit | 2024-02-22 |  | Non-Lead | No | No | None | Single Family Residence | No | Unknown | No
| 402 N. Second St. |  | No | No | Non-Lead - Plastic | No |  | 0.75 | Field inspection only with no records | Yes | Visual inspection at the meter pit | 2024-02-22 |  | Non-Lead - Plastic |  | 0.75 | Field inspection only with no records | Yes | Visual inspection at the meter pit | 2024-02-22 |  | Non-Lead | No | No | None | Single Family Residence | No | Unknown | No
| 404 N. Second St. |  | No | No | Non-Lead - Plastic | No |  | 2.0 | Installation date after lead ban | No |  |  |  | Non-Lead - Plastic |  | 2.0 | Installation date after lead ban | No |  |  |  | Non-Lead | No | No | None | Single Family Residence | No | Unknown | No
| 406 N. Second St. |  | No | No | Non-Lead - Plastic | No |  | 0.75 | Installation date after lead ban | No |  |  |  | Non-Lead - Plastic |  | 0.75 | Installation date after lead ban | No |  |  |  | Non-Lead | No | No | None | Single Family Residence | No | Unknown | No
| 413 N Second St. |  | No | No | Non-Lead - Plastic | No |  | 0.75 | Installation date after lead ban | No |  |  |  | Non-Lead - Plastic |  | 0.75 | Installation date after lead ban | No |  |  |  | Non-Lead | No | No | None | Single Family Residence | No | Unknown | No
| 411 N. Second St. |  | No | No | Non-Lead - Plastic | No |  | 0.75 | Installation date after lead ban | No | Customer self-identification |  |  | Non-Lead - Plastic |  | 0.75 | Installation date after lead ban | No |  |  |  | Non-Lead | No | No | None | Single Family Residence | No | Unknown | No
| 409 N. Second St. |  | No | No | Non-Lead - Plastic | No |  | 0.75 | Installation date after lead ban | No |  |  |  | Non-Lead - Plastic |  | 0.75 | Installation date after lead ban | No |  |  |  | Non-Lead | No | No | None | Single Family Residence | No | Unknown | No
| 403 N Second St. |  | No | No | Non-Lead - Plastic | No |  | 0.75 | Field inspection only with no records | Yes | Visual inspection at the meter pit | 2024-01-11 |  | Non-Lead - Plastic |  | 0.75 | Field inspection only with no records | Yes | Visual inspection at the meter pit | 2024-01-11 |  | Non-Lead | No | No | None | Single Family Residence | No | Unknown | No
| 304 N. Second St |  | No | No | Non-Lead - Plastic | No |  | 0.75 | Field inspection only with no records | Yes | Visual inspection at the meter pit | 2024-01-11 |  | Non-Lead - Plastic |  | 0.75 | Field inspection only with no records | Yes | Visual inspection at the meter pit | 2024-01-11 |  | Non-Lead | No | No | None | Single Family Residence | No | Unknown | No
| 305 N. Second St. |  | No | No | Non-Lead - Plastic | No |  | 0.75 | Field inspection only with no records | Yes | Visual inspection at the meter pit | 2024-01-11 |  | Non-Lead - Plastic |  | 0.75 | Field inspection only with no records | Yes | Visual inspection at the meter pit | 2024-01-11 |  | Non-Lead | No | No | None | Single Family Residence | No | Unknown | No
| 303 N. Second St. |  | No | No | Non-Lead - Plastic | No |  | 0.75 | Field inspection only with no records | Yes | Visual inspection at the meter pit | 2024-01-11 |  | Non-Lead - Plastic |  | 0.75 | Field inspection only with no records | Yes | Visual inspection at the meter pit | 2024-01-11 |  | Non-Lead | No | No | None | Single Family Residence | No | Unknown | No
| 302 N. Second St. |  | No | No | Non-Lead - Plastic | No |  | 0.75 | Field inspection only with no records | Yes | Visual inspection at the meter pit | 2024-02-22 |  | Non-Lead - Plastic |  | 0.75 | Field inspection only with no records | Yes | Visual inspection at the meter pit | 2024-02-22 |  | Non-Lead | No | No | None | Single Family Residence | No | Unknown | No
| 206 N. Second St. |  | No | No | Non-Lead - Plastic | No |  | 0.75 | Field inspection only with no records | Yes | Visual inspection at the meter pit | 2024-02-22 |  | Non-Lead - Copper |  | 0.75 | Field inspection only with no records | Yes | Visual inspection at the meter pit | 2024-02-22 |  | Non-Lead | No | No | None | Single Family Residence | No | Unknown | No
| 204 N. Second St. |  | No | No | Non-Lead - Plastic | No |  | 0.75 | Field inspection only with no records | Yes | Visual inspection at the meter pit | 2024-02-22 |  | Non-Lead - Plastic |  | 0.75 | Field inspection only with no records | Yes | Visual inspection at the meter pit | 2024-02-22 |  | Non-Lead | No | No | None | Single Family Residence | No | Unknown | No
| 202 N. Second St. |  | No | No | Non-Lead - Plastic | No |  | 0.75 | Field inspection only with no records | Yes | Visual inspection at the meter pit | 2024-02-22 |  | Non-Lead - Copper |  | 0.75 | Field inspection only with no records | Yes | Visual inspection at the meter pit | 2024-02-22 |  | Non-Lead | No | No | None | Single Family Residence | No | Unknown | No
| 108 N. Second St. |  | No | No | Non-Lead - Plastic | No |  | 0.75 | Field inspection only with no records | Yes | Visual inspection at the meter pit | 2024-02-22 |  | Non-Lead - Plastic |  | 0.75 | Field inspection only with no records | Yes | Visual inspection at the meter pit | 2024-02-22 |  | Non-Lead | No | No | None | Single Family Residence | No | Unknown | No
| 104 N. Second St. |  | No | No | Non-Lead - Plastic | No |  | 0.75 | Field inspection only with no records | Yes | Visual inspection at the meter pit | 2024-02-22 |  | Galvanized |  | 0.75 | Field inspection only with no records | Yes | Visual inspection at the meter pit | 2024-02-22 |  | Non-Lead | No | No | None | Single Family Residence | No | Unknown | No
| 106 N Second St. |  | No | No | Non-Lead - Plastic | No |  | 0.75 | Field inspection only with no records | Yes | Visual inspection at the meter pit | 2024-02-22 |  | Non-Lead - Plastic |  | 0.75 | Field inspection only with no records | Yes | Visual inspection at the meter pit | 2024-02-22 |  | Non-Lead | No | No | None | Single Family Residence | No | Unknown | No
| 105 N. Second St. |  | No | No | Non-Lead - Plastic | No |  | 0.75 | Field inspection only with no records | Yes | Visual inspection at the meter pit | 2024-02-22 |  | Non-Lead - Plastic |  | 0.75 | Field inspection only with no records | Yes | Visual inspection at the meter pit | 2024-02-22 |  | Non-Lead | No | No | None | Single Family Residence | No | Unknown | No
| 201 N. Second St. |  | No | No | Non-Lead - Plastic | No |  | 0.75 | Field inspection only with no records | Yes | Visual inspection at the meter pit | 2024-02-22 |  | Non-Lead - Copper |  | 0.75 | Field inspection only with no records | Yes | Visual inspection at the meter pit | 2024-02-22 |  | Non-Lead | No | No | None | Single Family Residence | No | Unknown | No
| 203 N. Second St. |  | No | No | Non-Lead - Plastic | No |  | 0.75 | Field inspection only with no records | Yes | Visual inspection at the meter pit | 2024-02-22 |  | Non-Lead - Copper |  | 0.75 | Field inspection only with no records | Yes | Visual inspection at the meter pit | 2024-02-22 |  | Non-Lead | No | No | None | Single Family Residence | No | Unknown | No
| 205 N Second St. |  | No | No | Non-Lead - Plastic | No |  | 0.75 | Field inspection only with no records | Yes | Visual inspection at the meter pit | 2024-02-22 |  | Non-Lead - Copper |  | 0.75 | Field inspection only with no records | Yes | Visual inspection at the meter pit | 2024-02-22 |  | Non-Lead | No | No | None | Single Family Residence | No | Unknown | No
| 207 S. Second St. |  | No | No | Non-Lead - Plastic | No |  | 0.75 |  |  | Visual inspection at the meter pit | 2024-02-22 |  | Non-Lead - Plastic |  | 0.75 | Field inspection only with no records | Yes | Visual inspection at the meter pit | 2024-02-22 |  | Non-Lead | No | No | None | Single Family Residence | No | Unknown | No
| 209 S. Second St. |  | No | No | Non-Lead - Plastic | No |  | 0.75 | Field inspection only with no records | Yes | Visual inspection at the meter pit | 2024-02-22 |  | Non-Lead - Plastic |  | 0.75 | Field inspection only with no records | Yes | Visual inspection at the meter pit | 2024-02-22 |  | Non-Lead | No | No | None | Single Family Residence | No | Unknown | No
| 620 Brickmill Rd. |  | No | No | Non-Lead - Plastic | No |  | 0.75 | Field inspection only with no records | Yes | Visual inspection at the meter pit | 2024-01-04 |  | Non-Lead - Plastic |  | 0.75 | Field inspection only with no records | Yes | Visual inspection at the meter pit | 2024-01-04 |  | Non-Lead | No | No | None | Single Family Residence | No | Unknown | No
| 700 N Railroad St. |  | No | No | Non-Lead - Plastic | No |  | 0.75 | Field inspection only with no records | Yes | Visual inspection at the meter pit | 2024-01-04 |  | Non-Lead - Plastic |  | 0.75 | Installation date after lead ban | No |  |  |  | Non-Lead | No | No | None | Single Family Residence | No | Unknown | No
| 622 N Railroad St |  | No | No | Non-Lead - Plastic | No |  | 0.75 | Field inspection only with no records | Yes | Visual inspection at the meter pit | 2024-01-04 |  | Non-Lead - Plastic |  | 0.75 | Field inspection only with no records | Yes | Visual inspection at the meter pit | 2024-01-04 |  | Non-Lead | No | No | None | Single Family Residence | No | Unknown | No
| 620 N. Railroad St. |  | No | No | Non-Lead - Plastic | No |  | 0.75 | Field inspection only with no records | Yes | Visual inspection at the meter pit | 2024-01-04 |  | Non-Lead - Plastic |  | 0.75 | Field inspection only with no records | Yes | Visual inspection at the meter pit | 2024-01-04 |  | Non-Lead | No | No | None | Single Family Residence | No | Unknown | No
| 618 N. Railroad St. |  | No | No | Non-Lead - Plastic | No |  | 0.75 | Field inspection only with no records | Yes | Visual inspection at the meter pit | 2024-01-04 |  | Non-Lead - Plastic |  | 0.75 | Field inspection only with no records | Yes | Visual inspection at the meter pit | 2024-01-04 |  | Non-Lead | No | No | None | Single Family Residence | No | Unknown | No
| 616 N. Railroad St |  | No | No | Non-Lead - Plastic | No |  | 0.75 | Field inspection only with no records | Yes | Visual inspection at the meter pit | 2024-01-04 |  | Non-Lead - Plastic |  | 0.75 | Field inspection only with no records | Yes | Visual inspection at the meter pit | 2024-01-04 |  | Non-Lead | No | No | None | Single Family Residence | No | Unknown | No
| 612-A N. Railroad St |  | No | No | Non-Lead - Plastic | No |  | 0.75 | Field inspection only with no records | Yes | Visual inspection at the meter pit | 2024-01-04 |  | Non-Lead - Plastic |  | 0.75 | Field inspection only with no records | Yes | Visual inspection at the meter pit | 2024-01-04 |  | Non-Lead | No | No | None | Single Family Residence | No | Unknown | No
| 612-B N. Railroad St. |  | No | No | Non-Lead - Plastic | No |  | 0.75 | Field inspection only with no records | Yes | Visual inspection at the meter pit | 2024-01-04 |  | Non-Lead - Plastic |  | 0.75 | Field inspection only with no records | Yes | Visual inspection at the meter pit | 2024-01-04 |  | Non-Lead | No | No | None | Single Family Residence | No | Unknown | No
| 614 N. Railroad St. |  | No | No | Non-Lead - Plastic | No |  | 0.75 | Field inspection only with no records | Yes | Visual inspection at the meter pit | 2024-01-04 |  | Non-Lead - Plastic |  | 0.75 | Field inspection only with no records | Yes | Visual inspection at the meter pit | 2024-01-04 |  | Non-Lead | No | No | None | Single Family Residence | No | Unknown | No
| 610 N. Railroad St. |  | No | No | Non-Lead - Plastic | No |  | 0.75 | Field inspection only with no records | Yes | Visual inspection at the meter pit | 2024-01-04 |  | Non-Lead - Plastic |  | 0.75 | Field inspection only with no records | Yes | Visual inspection at the meter pit | 2024-01-04 |  | Non-Lead | No | No | None | Single Family Residence | No | Unknown | No
| 608 N. Railroad St. |  | No | No | Non-Lead - Plastic | No |  | 0.75 | Field inspection only with no records | Yes | Visual inspection at the meter pit | 2024-01-04 |  | Non-Lead - Plastic |  | 0.75 | Field inspection only with no records | Yes | Visual inspection at the meter pit | 2024-01-04 |  | Non-Lead | No | No | None | Single Family Residence | No | Unknown | No
| 606 N. Railroad St. |  | No | No | Non-Lead - Plastic | No |  | 0.75 | Field inspection only with no records | Yes | Visual inspection at the meter pit | 2024-01-04 |  | Non-Lead - Plastic |  | 0.75 | Field inspection only with no records | Yes | Visual inspection at the meter pit | 2024-01-04 |  | Non-Lead | No | No | None | Single Family Residence | No | Unknown | No
| 604 Nrailroad St. |  | No | No | Non-Lead - Plastic | No |  | 0.75 | Field inspection only with no records | Yes | Visual inspection at the meter pit | 2024-01-04 |  | Non-Lead - Plastic |  | 0.75 | Field inspection only with no records | Yes | Visual inspection at the meter pit | 2024-01-04 |  | Non-Lead | No | No | None | Single Family Residence | No | Unknown | No
| 603-A N. Railroad St. |  | No | No | Non-Lead - Plastic | No |  | 0.75 | Field inspection only with no records | Yes | Visual inspection at the meter pit | 2024-01-04 |  | Non-Lead - Plastic |  | 0.75 | Field inspection only with no records | Yes | Visual inspection at the meter pit | 2024-01-04 |  | Non-Lead | No | No | None | Single Family Residence | No | Unknown | No
| 603-B N. Railroad St. |  | No | No | Non-Lead - Plastic | No |  | 0.75 | Field inspection only with no records | Yes | Visual inspection at the meter pit | 2024-01-04 |  | Non-Lead - Plastic |  | 0.75 | Field inspection only with no records | Yes | Visual inspection at the meter pit | 2024-01-04 |  | Non-Lead | No | No | None | Single Family Residence | No | Unknown | No
| 600 N. Railroad St. |  | No | No | Non-Lead - Plastic | No |  | 0.75 | Field inspection only with no records | Yes | Visual inspection at the meter pit | 2024-01-04 |  | Non-Lead - Plastic |  | 0.75 | Field inspection only with no records | Yes | Visual inspection at the meter pit | 2024-01-04 |  | Non-Lead | No | No | None | Single Family Residence | No | Unknown | No
| 511 N. Railroad St. |  | No | No | Non-Lead - Plastic | No |  | 0.75 | Field inspection only with no records | Yes | Visual inspection at the meter pit | 2024-01-04 |  | Non-Lead - Plastic |  | 0.75 | Field inspection only with no records | Yes | Visual inspection at the meter pit | 2024-01-04 |  | Non-Lead | No | No | None | Single Family Residence | No | Unknown | No
| 510 N. Railroad St. |  | No | No | Non-Lead - Plastic | No |  | 0.75 | Field inspection only with no records | Yes | Visual inspection at the meter pit | 2024-01-04 |  | Non-Lead - Plastic |  | 0.75 | Field inspection only with no records | Yes | Visual inspection at the meter pit | 2024-01-04 |  | Non-Lead | No | No | None | Single Family Residence | No | Unknown | No
| 508 N. Railroad St. |  | No | No | Non-Lead - Plastic | No |  | 0.75 | Field inspection only with no records | Yes | Visual inspection at the meter pit | 2024-01-04 |  | Non-Lead - Plastic |  | 0.75 | Field inspection only with no records | Yes | Visual inspection at the meter pit | 2024-01-04 |  | Non-Lead | No | No | None | Single Family Residence | No | Unknown | No
| 307 N.Railroad St. |  | No | No | Non-Lead - Plastic | No |  | 0.75 | Field inspection only with no records | Yes | Visual inspection at the meter pit | 2024-01-10 |  | Non-Lead - Plastic |  | 0.75 | Field inspection only with no records | Yes | Visual inspection at the meter pit | 2024-01-10 |  | Non-Lead | No | No | None | Single Family Residence | No | Unknown | No
| 309 N. Second St. |  | No | No | Non-Lead - Plastic | No |  | 0.75 | Field inspection only with no records | Yes | Visual inspection at the meter pit | 2024-01-10 |  | Non-Lead - Plastic |  | 0.75 | Field inspection only with no records | Yes | Visual inspection at the meter pit | 2024-01-10 |  | Non-Lead | No | No | None | Single Family Residence | No | Unknown | No
| 310 N. Railroad St. |  | No | No | Non-Lead - Plastic | No |  | 0.75 | Field inspection only with no records | Yes | Visual inspection at the meter pit | 2024-01-11 |  | Non-Lead - Plastic |  | 0.75 | Field inspection only with no records | Yes | Visual inspection at the meter pit | 2024-01-11 |  | Non-Lead | No | No | None | Single Family Residence | No | Unknown | No
| 207 N. Railroad St. |  | No | No | Non-Lead - Plastic | No |  | 0.75 | Field inspection only with no records | Yes | Visual inspection at the meter pit | 2024-01-11 |  | Non-Lead - Plastic |  | 0.75 | Field inspection only with no records | Yes | Visual inspection at the meter pit | 2024-01-11 |  | Non-Lead | No | No | None | Single Family Residence | No | Unknown | No
| 205 N. Railroad St. |  | No | No | Non-Lead - Plastic | No |  | 0.75 | Field inspection only with no records | Yes | Visual inspection at the meter pit | 2024-01-11 |  | Non-Lead - Plastic |  | 0.75 | Field inspection only with no records | Yes | Visual inspection at the meter pit | 2024-01-11 |  | Non-Lead | No | No | None | Single Family Residence | No | Unknown | No
| 203 N. Railroad St. |  | No | No | Non-Lead - Plastic | No |  | 0.75 | Field inspection only with no records | Yes | Visual inspection at the meter pit | 2024-01-11 |  | Non-Lead - Plastic |  | 0.75 | Field inspection only with no records | Yes | Visual inspection at the meter pit | 2024-01-11 |  | Non-Lead | No | No | None | Single Family Residence | No | Unknown | No
| 105 N. Railroad St. |  | No | No | Non-Lead - Plastic | No |  | 0.75 | Field inspection only with no records | Yes | Visual inspection at the meter pit | 2024-01-11 |  | Non-Lead - Plastic |  | 0.75 | Field inspection only with no records | Yes | Visual inspection at the meter pit | 2024-01-11 |  | Non-Lead | No | No | None | Building | No | Unknown | No
| 104 N. Railroad St. |  | No | No | Non-Lead - Plastic | No |  | 0.75 | Field inspection only with no records | Yes | Visual inspection at the meter pit | 2024-01-11 |  | Non-Lead - Plastic |  | 0.75 | Field inspection only with no records | Yes | Visual inspection at the meter pit | 2024-01-11 |  | Non-Lead | No | No | None | Single Family Residence | No | Unknown | No
| 300 S. Railroad St. |  | No | No | Non-Lead - Plastic | No |  | 0.75 | Field inspection only with no records | Yes | Visual inspection at the meter pit | 2024-01-11 |  | Non-Lead - Plastic |  | 0.75 | Field inspection only with no records | Yes | Visual inspection at the meter pit | 2024-01-11 |  | Non-Lead | No | No | None | Single Family Residence | No | Unknown | No
| 304 S. RailroadSt. |  | No | No | Non-Lead - Plastic | No |  | 0.75 | Field inspection only with no records | Yes | Visual inspection at the meter pit | 2024-01-11 |  | Non-Lead - Plastic |  | 0.75 | Field inspection only with no records | Yes | Visual inspection at the meter pit | 2024-01-11 |  | Non-Lead | No | No | None | Single Family Residence | No | Unknown | No
| 308 S.Railroad St. |  | No | No | Non-Lead - Plastic | No |  | 0.75 | Field inspection only with no records | Yes | Visual inspection at the meter pit | 2024-01-11 |  | Non-Lead - Plastic |  | 0.75 | Field inspection only with no records | Yes | Visual inspection at the meter pit | 2024-01-11 |  | Non-Lead | No | No | None | Single Family Residence | No | Unknown | No
| 48 Emily Circle |  | No | No | Non-Lead - Plastic | No |  | 0.75 | Field inspection only with no records | Yes | Visual inspection at the meter pit | 2024-01-11 |  | Non-Lead - Plastic |  | 0.75 | Field inspection only with no records | Yes | Visual inspection at the meter pit | 2024-01-11 |  | Non-Lead | No | No | None | Single Family Residence | No | Unknown | No
| 58 Emily Circle |  | No | No | Non-Lead - Plastic | No |  | 0.75 | Field inspection only with no records | Yes | Visual inspection at the meter pit | 2024-01-11 |  | Non-Lead - Plastic |  | 0.75 | Field inspection only with no records | Yes | Visual inspection at the meter pit | 2024-01-11 |  | Non-Lead | No | No | None | Single Family Residence | No | Unknown | No
| 114 Emily Circle |  | No | No | Non-Lead - Plastic | No |  | 0.75 | Field inspection only with no records | Yes | Visual inspection at the meter pit | 2024-01-12 |  | Non-Lead - Plastic |  | 0.75 | Field inspection only with no records | Yes | Visual inspection at the meter pit | 2024-01-12 |  | Non-Lead | No | No | None | Single Family Residence | No | Unknown | No
| 124 Emily Circle |  | No | No | Non-Lead - Plastic | No |  | 0.75 | Field inspection only with no records | Yes | Visual inspection at the meter pit | 2024-01-12 |  | Non-Lead - Plastic |  | 0.75 | Field inspection only with no records | Yes | Visual inspection at the meter pit | 2024-01-12 |  | Non-Lead | No | No | None | Single Family Residence | No | Unknown | No
| 76 Hattie Cale Lane |  | No | No | Non-Lead - Plastic | No |  | 0.75 | Field inspection only with no records | Yes | Visual inspection at the meter pit | 2024-01-12 |  | Non-Lead - Plastic |  | 0.75 | Field inspection only with no records | Yes | Visual inspection at the meter pit | 2024-01-12 |  | Non-Lead | No | No | None | Single Family Residence | No | Unknown | No
| 313 S. Railroad St. |  | No | No | Non-Lead - Plastic | No |  | 0.75 | Field inspection only with no records | Yes | Visual inspection at the meter pit | 2024-01-18 |  | Non-Lead - Plastic |  | 0.75 | Field inspection only with no records | Yes | Visual inspection at the meter pit | 2024-01-18 |  | Non-Lead | No | No | None | Single Family Residence | No | Unknown | No
| 315 S. Railroad St. |  | No | No | Non-Lead - Plastic | No |  | 0.75 | Field inspection only with no records | Yes | Visual inspection at the meter pit | 2024-01-18 |  | Non-Lead - Plastic |  | 0.75 | Field inspection only with no records | Yes | Visual inspection at the meter pit | 2024-01-18 |  | Non-Lead | No | No | None | Single Family Residence | No | Unknown | No
| 514 S. Fountain Rd. |  | No | No | Non-Lead - Plastic | No |  | 0.75 | Field inspection only with no records | Yes | Visual inspection at the meter pit | 2024-01-18 |  | Galvanized |  | 0.75 | Field inspection only with no records | Yes | Visual inspection at the meter pit | 2024-01-18 |  | Non-Lead | No | No | None | Building | No | Unknown | No
| 521 S. Fountain Rd. |  | No | No | Non-Lead - Plastic | No |  | 0.75 | Field inspection only with no records | Yes | Visual inspection at the meter pit | 2024-01-18 |  | Galvanized |  | 0.75 | Field inspection only with no records | Yes | Visual inspection at the meter pit | 2024-01-18 |  | Non-Lead | No | No | None | Building | No | Unknown | No
| 544 S. Fountain Rd. |  | No | No | Non-Lead - Plastic | No |  | 0.75 | Field inspection only with no records | Yes | Visual inspection at the meter pit | 2024-01-18 |  | Non-Lead - Plastic |  | 0.75 | Field inspection only with no records | Yes | Visual inspection at the meter pit | 2024-01-18 |  | Non-Lead | No | No | None | Single Family Residence | No | Unknown | No
| 559 S. Fountain Rd. |  | No | No | Non-Lead - Plastic | No |  | 0.75 | Field inspection only with no records | Yes | Visual inspection at the meter pit | 2024-01-18 |  | Non-Lead - Plastic |  | 0.75 | Field inspection only with no records | Yes | Visual inspection at the meter pit | 2024-01-18 |  | Non-Lead | No | No | None | Single Family Residence | No | Unknown | No
| 560 S. Fountain Rd. |  | No | No | Non-Lead - Plastic | No |  | 0.75 | Field inspection only with no records | Yes | Visual inspection at the meter pit | 2024-01-18 |  | Non-Lead - Plastic |  | 0.75 | Field inspection only with no records | Yes | Visual inspection at the meter pit | 2024-01-18 |  | Non-Lead | No | No | None | Single Family Residence | No | Unknown | No
| 567 S. Fountain Rd. |  | No | No | Non-Lead - Plastic | No |  | 0.75 | Field inspection only with no records | Yes | Visual inspection at the meter pit | 2024-01-18 |  | Non-Lead - Plastic |  | 0.75 | Field inspection only with no records | Yes | Visual inspection at the meter pit | 2024-01-18 |  | Non-Lead | No | No | None | Single Family Residence | No | Unknown | No
| 572 S. Fountain Rd. |  | No | No | Non-Lead - Plastic | No |  | 0.75 | Field inspection only with no records | Yes | Visual inspection at the meter pit | 2024-01-18 |  | Non-Lead - Plastic |  | 0.75 | Field inspection only with no records | Yes | Visual inspection at the meter pit | 2024-01-18 |  | Non-Lead | No | No | None | Single Family Residence | No | Unknown | No
| 577 S. Fountain Rd. |  | No | No | Non-Lead - Plastic | No |  | 0.75 | Field inspection only with no records | Yes | Visual inspection at the meter pit | 2024-01-18 |  | Non-Lead - Plastic |  | 0.75 | Field inspection only with no records | Yes | Visual inspection at the meter pit | 2024-01-18 |  | Non-Lead | No | No | None | Single Family Residence | No | Unknown | No
| 584 S. Fountain Rd. |  | No | No | Non-Lead - Plastic | No |  | 0.75 | Field inspection only with no records | Yes | Visual inspection at the meter pit | 2024-01-18 |  | Non-Lead - Plastic |  | 0.75 | Field inspection only with no records | Yes | Visual inspection at the meter pit | 2024-01-18 |  | Non-Lead | No | No | None | Single Family Residence | No | Unknown | No
| 585 S. Fountain Rd. |  | No | No | Non-Lead - Plastic | No |  | 0.75 | Field inspection only with no records | Yes | Visual inspection at the meter pit | 2024-01-18 |  | Non-Lead - Plastic |  | 0.75 | Field inspection only with no records | Yes | Visual inspection at the meter pit | 2024-01-18 |  | Non-Lead | No | No | None | Single Family Residence | No | Unknown | No
| 588 S. Fountain Rd. |  | No | No | Non-Lead - Plastic | No |  | 0.75 | Field inspection only with no records | Yes | Visual inspection at the meter pit | 2024-01-18 |  | Galvanized |  | 0.75 | Field inspection only with no records | Yes | Visual inspection at the meter pit | 2024-01-18 |  | Non-Lead | No | No | None | Single Family Residence | No | Unknown | No
| 619 S. Fountain Rd. |  | No | No | Non-Lead - Plastic | No |  | 0.75 | Field inspection only with no records | Yes | Visual inspection at the meter pit | 2024-01-18 |  | Non-Lead - Plastic |  | 0.75 | Field inspection only with no records | Yes | Visual inspection at the meter pit | 2024-01-18 |  | Non-Lead | No | No | None | Building | No | Unknown | No
| 771 S. Fountain Rd. |  | No | No | Non-Lead - Plastic | No |  | 4.00 | Field inspection only with no records | Yes | Visual inspection at the meter pit | 2024-01-18 |  | Non-Lead - Plastic |  | 4.00 | Field inspection only with no records | Yes | Visual inspection at the meter pit | 2024-01-18 |  | Non-Lead | No | No | None | Building | No | Unknown | No
| 401 SW. Railroad St. |  | No | No | Non-Lead - Plastic | No |  | 0.75 | Field inspection only with no records | Yes | Visual inspection at the meter pit | 2024-04-04 |  | Non-Lead - Plastic |  | 0.75 | Field inspection only with no records | Yes | Visual inspection at the meter pit | 2024-04-04 |  | Non-Lead | No | No | None | Single Family Residence | No | Unknown | No
| 403 SW. Railroad St. |  | No | No | Non-Lead - Plastic | No |  | 0.75 | Field inspection only with no records | Yes | Visual inspection at the meter pit | 2024-04-04 |  | Non-Lead - Plastic |  | 0.75 | Field inspection only with no records | Yes | Visual inspection at the meter pit | 2024-04-04 |  | Non-Lead | No | No | None | Single Family Residence | No | Unknown | No
| 405 SW. Railroad St. |  | No | No | Non-Lead - Plastic | No |  | 0.75 | Field inspection only with no records | Yes | Visual inspection at the meter pit | 2024-04-04 |  | Non-Lead - Plastic |  | 0.75 | Field inspection only with no records | Yes | Visual inspection at the meter pit | 2024-04-04 |  | Non-Lead | No | No | None | Single Family Residence | No | Unknown | No
| 105 N. Third St. |  | No | No | Non-Lead - Plastic | No |  | 0.75 | Field inspection only with no records | Yes | Visual inspection at the meter pit | 2024-04-04 |  | Non-Lead - Plastic |  | 0.75 | Field inspection only with no records | Yes | Visual inspection at the meter pit | 2024-04-04 |  | Non-Lead | No | No | None | Building | No | Unknown | No
| 103B N. Third St. |  | No | No | Non-Lead - Plastic | No |  | 0.75 | Field inspection only with no records | Yes | Visual inspection at the meter pit | 2024-04-04 |  | Non-Lead - Plastic |  | 0.75 | Field inspection only with no records | Yes | Visual inspection at the meter pit | 2024-04-04 |  | Non-Lead | No | No | None | Building | No | Unknown | No
| 107 S. Third St. |  | No | No | Non-Lead - Plastic | No |  | 0.75 | Field inspection only with no records | Yes | Visual inspection at the meter pit | 2024-04-04 |  | Non-Lead - Plastic |  | 0.75 | Field inspection only with no records | Yes | Visual inspection at the meter pit | 2024-04-04 |  | Non-Lead | No | No | None | Single Family Residence | No | Unknown | No
| 109 S. Third St. |  | No | No | Non-Lead - Plastic | No |  | 0.75 | Field inspection only with no records | Yes | Visual inspection at the meter pit | 2024-04-04 |  | Non-Lead - Plastic |  | 0.75 | Field inspection only with no records | Yes | Visual inspection at the meter pit | 2024-04-04 |  | Non-Lead | No | No | None | Single Family Residence | No | Unknown | No
| 110 S. Third St. |  | No | No | Non-Lead - Plastic | No |  | 0.75 | Field inspection only with no records | Yes | Visual inspection at the meter pit | 2024-04-04 |  | Non-Lead - Plastic |  | 0.75 | Field inspection only with no records | Yes | Visual inspection at the meter pit | 2024-04-04 |  | Non-Lead | No | No | None | Single Family Residence | No | Unknown | No
| 202 S. Third St. |  | No | No | Non-Lead - Plastic | No |  | 0.75 | Field inspection only with no records | Yes | Visual inspection at the meter pit | 2024-04-04 |  | Non-Lead - Plastic |  | 0.75 | Field inspection only with no records | Yes | Visual inspection at the meter pit | 2024-04-04 |  | Non-Lead | No | No | None | Single Family Residence | No | Unknown | No
| 205 N.Third St. |  | No | No | Non-Lead - Plastic | No |  | 0.75 | Field inspection only with no records | Yes | Visual inspection at the meter pit | 2024-02-06 |  | Non-Lead - Plastic |  | 0.75 | Field inspection only with no records | Yes | Visual inspection at the meter pit | 2024-02-06 |  | Non-Lead | No | No | None | Building | No | Unknown | No
| 547 S. Fourth St. |  | No | No | Non-Lead - Plastic | No |  | 0.75 | Field inspection only with no records | Yes | Visual inspection at the meter pit | 2024-09-30 |  | Non-Lead - Plastic |  | 0.75 | Field inspection only with no records | Yes | Visual inspection at the meter pit | 2024-09-30 |  | Non-Lead | No | No | None | Single Family Residence | No | Unknown | Yes
| 306 S. Fourth St. |  | No | No | Non-Lead - Plastic | No |  | 0.75 | Field inspection only with no records | Yes | Visual inspection at the meter pit | 2024-04-01 |  | Non-Lead - Plastic |  | 0.75 | Installation date after lead ban | Yes |  |  |  | Non-Lead | No | No | None | Single Family Residence | No | Unknown | Yes
| 1145 S. Fourth St. Ext. |  | No | No | Non-Lead - Plastic | No |  | 1.0 | Field inspection only with no records | Yes | Visual inspection at the meter pit | 2024-03-13 |  | Non-Lead - Plastic |  | 1.0 | Field inspection only with no records | Yes | Visual inspection at the meter pit | 2024-03-13 |  | Non-Lead | No | No | None | Single Family Residence | No | Unknown | No
| 1079 S. Fourth St. Ext. |  | No | No | Non-Lead - Plastic | No |  | 1.0 | Field inspection only with no records | Yes | Visual inspection at the meter pit | 2024-03-13 |  | Non-Lead - Plastic |  | 1.0 | Field inspection only with no records | Yes | Visual inspection at the meter pit | 2024-03-13 |  | Non-Lead | No | No | None | Single Family Residence | No | Unknown | Yes
| 1110 S. Fourth St. Ext. |  | No | No | Non-Lead - Plastic | No |  | 1.0 | Field inspection only with no records | Yes | Visual inspection at the meter pit | 2024-03-13 |  | Non-Lead - Plastic |  | 1.0 | Field inspection only with no records | Yes | Visual inspection at the meter pit | 2024-03-13 |  | Non-Lead | No | No | None | Single Family Residence | No | Unknown | No
| 1045 S. Fourth St. Ext. |  | No | No | Non-Lead - Plastic | No |  | 1.0 | Field inspection only with no records | Yes | Visual inspection at the meter pit | 2024-03-13 |  | Non-Lead - Plastic |  | 1.0 | Field inspection only with no records | Yes | Visual inspection at the meter pit | 2024-03-13 |  | Non-Lead | No | No | None | Single Family Residence | No | Unknown | No
| 1021 S. Fourth St. Ext. |  | No | No | Non-Lead - Plastic | No |  | 1.0 | Field inspection only with no records | Yes | Visual inspection at the meter pit | 2024-03-13 |  | Non-Lead - Plastic |  | 1.0 | Field inspection only with no records | Yes | Visual inspection at the meter pit | 2024-03-13 |  | Non-Lead | No | No | None | Single Family Residence | No | Unknown | No
| 647 S. Fourth St. |  | No | No | Non-Lead - Plastic | No |  | 0.75 | Field inspection only with no records | Yes | Visual inspection at the meter pit | 2024-04-01 |  | Non-Lead - Plastic |  | 0.75 | Field inspection only with no records | Yes | Visual inspection at the meter pit | 2024-04-01 |  | Non-Lead | No | No | None | Single Family Residence | No | Unknown | No
| 610 N. Fourth St. |  | No | No | Non-Lead - Plastic | No |  | 0.75 | Field inspection only with no records | Yes | Visual inspection at the meter pit | 2024-04-01 |  | Non-Lead - Plastic |  | 0.75 | Field inspection only with no records | Yes | Visual inspection at the meter pit | 2024-04-01 |  | Non-Lead | No | No | None | Single Family Residence | No | Unknown | No
| 568 S. Fourth St. |  | No | No | Non-Lead - Plastic | No |  | 0.75 | Field inspection only with no records | Yes | Visual inspection at the meter pit | 2024-04-01 |  | Non-Lead - Plastic |  | 0.75 | Field inspection only with no records | Yes | Visual inspection at the meter pit | 2024-04-01 |  | Non-Lead | No | No | None | Single Family Residence | No | Unknown | No
| 548 S. Fourth St. |  | No | No | Non-Lead - Plastic | No |  | 0.75 | Field inspection only with no records | Yes | Visual inspection at the meter pit | 2024-04-01 |  | Non-Lead - Plastic |  | 0.75 | Field inspection only with no records | Yes | Visual inspection at the meter pit | 2024-04-01 |  | Non-Lead | No | No | None | Single Family Residence | No | Unknown | No
| 526 S. Fourth St. |  | No | No | Non-Lead - Plastic | No |  | 0.75 | Field inspection only with no records | Yes | Visual inspection at the meter pit | 2024-04-01 |  | Non-Lead - Plastic |  | 0.75 | Field inspection only with no records | Yes | Visual inspection at the meter pit | 2024-04-01 |  | Non-Lead | No | No | None | Single Family Residence | No | Unknown | No
| 406 S. Fourth St. |  | No | No | Non-Lead - Plastic | No |  | 0.75 | Field inspection only with no records | Yes | Visual inspection at the meter pit | 2024-04-01 |  | Non-Lead - Plastic |  | 0.75 | Field inspection only with no records | Yes | Visual inspection at the meter pit | 2024-04-01 |  | Non-Lead | No | No | None | Single Family Residence | No | Unknown | No
| 404 S. Fourth St. |  | No | No | Non-Lead - Plastic | No |  | 0.75 | Field inspection only with no records | Yes | Visual inspection at the meter pit | 2024-04-01 |  | Non-Lead - Plastic |  | 0.75 | Field inspection only with no records | Yes | Visual inspection at the meter pit | 2024-04-01 |  | Non-Lead | No | No | None | Single Family Residence | No | Unknown | No
| 402 S Fourth St. |  | No | No | Non-Lead - Plastic | No |  | 0.75 | Field inspection only with no records | Yes | Visual inspection at the meter pit | 2024-04-01 |  | Non-Lead - Plastic |  | 0.75 | Field inspection only with no records | Yes | Visual inspection at the meter pit | 2024-04-01 |  | Non-Lead | No | No | None | Single Family Residence | No | Unknown | No
| 206 S. Fourth St. |  | No | No | Non-Lead - Plastic | No |  | 0.75 | Field inspection only with no records | Yes | Visual inspection at the meter pit | 2024-04-01 |  | Non-Lead - Plastic |  | 0.75 | Field inspection only with no records | Yes | Visual inspection at the meter pit | 2024-04-01 |  | Non-Lead | No | No | None | Single Family Residence | No | Unknown | No
| 204 S. Fourth St. |  | No | No | Non-Lead - Plastic | No |  | 0.75 | Field inspection only with no records | Yes | Visual inspection at the meter pit | 2024-04-01 |  | Non-Lead - Plastic |  | 0.75 | Field inspection only with no records | Yes | Visual inspection at the meter pit | 2024-04-01 |  | Non-Lead | No | No | None | Single Family Residence | No | Unknown | No
| 200 S. Fourth St. |  | No | No | Non-Lead - Plastic | No |  | 0.75 | Field inspection only with no records | Yes | Visual inspection at the meter pit | 2024-04-01 |  | Non-Lead - Plastic |  | 0.75 | Field inspection only with no records | Yes | Visual inspection at the meter pit | 2024-04-01 |  | Non-Lead | No | No | None | Single Family Residence | No | Unknown | No
| 108 S Fourth St. |  | No | No | Non-Lead - Plastic | No |  | 0.75 | Field inspection only with no records | Yes | Visual inspection at the meter pit | 2024-04-01 |  | Non-Lead - Plastic |  | 0.75 | Field inspection only with no records | Yes | Visual inspection at the meter pit | 2024-04-01 |  | Non-Lead | No | No | None | Single Family Residence | No | Unknown | No
| 103 S. Fouth St. |  | No | No | Non-Lead - Plastic | No |  | 0.75 | Field inspection only with no records | Yes | Visual inspection at the meter pit | 2024-04-01 |  | Non-Lead - Copper |  | 0.75 | Field inspection only with no records | Yes | Visual inspection at the meter pit | 2024-04-01 |  | Non-Lead | No | No | None | Single Family Residence | No | Unknown | No
| 105 S Fourth St. |  | No | No | Non-Lead - Plastic | No |  | 0.75 | Field inspection only with no records | Yes | Visual inspection at the meter pit | 2024-04-01 |  | Non-Lead - Plastic |  | 0.75 | Field inspection only with no records | Yes | Visual inspection at the meter pit | 2024-04-01 |  | Non-Lead | No | No | None | Single Family Residence | No | Unknown | No
| 203 S. Fourth St. |  | No | No | Non-Lead - Plastic | No |  | 0.75 | Field inspection only with no records | Yes | Visual inspection at the meter pit | 2024-04-02 |  | Non-Lead - Plastic |  | 0.75 | Field inspection only with no records | Yes | Visual inspection at the meter pit | 2024-04-02 |  | Non-Lead | No | No | None | Single Family Residence | No | Unknown | Yes
| 301 S. Fourth St. |  | No | No | Non-Lead - Plastic | No |  | 0.75 | Field inspection only with no records | Yes | Visual inspection at the meter pit | 2024-04-02 |  | Non-Lead - Plastic |  | 0.75 | Field inspection only with no records | Yes | Visual inspection at the meter pit | 2024-04-02 |  | Non-Lead | No | No | None | Single Family Residence | No | Unknown | No
| 407 S. Fourth St. |  | No | No | Non-Lead - Plastic | No |  | 0.75 | Field inspection only with no records | Yes | Visual inspection at the meter pit | 2024-04-02 |  | Non-Lead - Plastic |  | 0.75 | Field inspection only with no records | Yes | Visual inspection at the meter pit | 2024-04-02 |  | Non-Lead | No | No | None | Single Family Residence | No | Unknown | No
| 505 S. Fourth St. |  | No | No | Non-Lead - Plastic | No |  | 0.75 | Field inspection only with no records | Yes | Visual inspection at the meter pit | 2024-04-02 |  | Non-Lead - Plastic |  | 0.75 | Field inspection only with no records | Yes | Visual inspection at the meter pit | 2024-04-02 |  | Non-Lead | No | No | None | Single Family Residence | No | Unknown | No
| 569 S. Fourth St. |  | No | No | Non-Lead - Plastic | No |  | 0.75 | Field inspection only with no records | Yes | Visual inspection at the meter pit | 2024-04-02 |  | Non-Lead - Plastic |  | 0.75 | Field inspection only with no records | Yes | Visual inspection at the meter pit | 2024-04-02 |  | Non-Lead | No | No | None | Single Family Residence | No | Unknown | No
| 108 N. Fourth St. |  | No | No | Non-Lead - Plastic | No |  | 0.75 | Field inspection only with no records | Yes | Visual inspection at the meter pit | 2024-04-02 |  | Non-Lead - Plastic |  | 0.75 | Field inspection only with no records | Yes | Visual inspection at the meter pit | 2024-04-02 |  | Non-Lead | No | No | None | Single Family Residence | No | Unknown | No
| 104 N. Fourth St. |  | No | No | Non-Lead - Plastic | No |  | 0.75 | Field inspection only with no records | Yes | Visual inspection at the meter pit | 2024-04-02 |  | Non-Lead - Plastic |  | 0.75 | Field inspection only with no records | Yes | Visual inspection at the meter pit | 2024-04-02 |  | Non-Lead | No | No | None | Single Family Residence | No | Unknown | No
| 211 N. Fifth St. |  | No | No | Non-Lead - Plastic | No |  | 075 | Field inspection only with no records | Yes | Visual inspection at the meter pit | 2024-04-02 |  | Non-Lead - Plastic |  | 0.75 | Field inspection only with no records | Yes | Visual inspection at the meter pit | 2024-04-02 |  | Non-Lead | No | No | None | Single Family Residence | No | Unknown | No
| 102 N. Fourth St. |  | No | No | Non-Lead - Plastic | No |  | 0.75 | Field inspection only with no records | Yes | Visual inspection at the meter pit | 2024-04-02 |  | Galvanized |  | 0.75 | Field inspection only with no records | Yes | Visual inspection at the meter pit | 2024-04-02 |  | Non-Lead | No | No | None | Single Family Residence | No | Unknown | No
| 105 S. Fifth St. |  | No | No | Non-Lead - Plastic | No |  | 0.75 | Field inspection only with no records | Yes | Visual inspection at the meter pit | 2024-04-02 |  | Non-Lead - Plastic |  | 0.75 | Field inspection only with no records | Yes | Visual inspection at the meter pit | 2024-04-02 |  | Non-Lead | No | No | None | Single Family Residence | No | Unknown | No
| 106 S. Fifth St. |  | No | No | Non-Lead - Plastic | No |  | 0.75 | Field inspection only with no records | Yes | Visual inspection at the meter pit | 2024-04-02 |  | Non-Lead - Plastic |  | 0.75 | Field inspection only with no records | Yes | Visual inspection at the meter pit | 2024-04-02 |  | Non-Lead | No | No | None | Single Family Residence | No | Unknown | No
| 107 S.Fifth St. |  | No | No | Non-Lead - Plastic | No |  | 0.75 | Field inspection only with no records | Yes | Visual inspection at the meter pit | 2024-04-02 |  | Non-Lead - Plastic |  | 0.75 | Field inspection only with no records | Yes | Visual inspection at the meter pit | 2024-04-02 |  | Non-Lead | No | No | None | Single Family Residence | No | Unknown | No
| 108 N. Fifth St. |  | No | No | Non-Lead - Plastic | No |  | 0.75 | Field inspection only with no records | Yes | Visual inspection at the meter pit | 2024-04-02 |  | Non-Lead - Plastic |  | 0.75 | Field inspection only with no records | Yes | Visual inspection at the meter pit | 2024-04-02 |  | Non-Lead | No | No | None | Single Family Residence | No | Unknown | No
| 102 E. Green St. |  | No | No | Non-Lead - Plastic | No |  | 0.75 | Field inspection only with no records | Yes | Visual inspection at the meter pit | 2024-03-11 |  | Non-Lead - Plastic |  | 0.75 | Field inspection only with no records | Yes | Visual inspection at the meter pit | 2024-03-11 |  | Non-Lead | No | No | None | Building | No | Unknown | No
| 103 E. Green St. |  | No | No | Non-Lead - Plastic | No |  | 0.75 | Field inspection only with no records | Yes | Visual inspection at the meter pit | 2024-01-18 |  | Non-Lead - Plastic |  | 0.75 | Field inspection only with no records | Yes | Visual inspection at the meter pit | 2024-01-18 |  | Non-Lead | No | No | None | Building | No | Unknown | No
| 105 E. Green St. |  | No | No | Non-Lead - Plastic | No |  | 0.75 | Field inspection only with no records | Yes | Visual inspection at the meter pit | 2024-02-22 |  | Non-Lead - Plastic |  | 0.75 | Field inspection only with no records | Yes | Visual inspection at the meter pit | 2024-02-22 |  | Non-Lead | No | No | None | Single Family Residence | No | Unknown | No
| 106 E. Green St. |  | No | No | Non-Lead - Plastic | No |  | 0.75 | Field inspection only with no records | Yes | Visual inspection at the meter pit | 2024-01-18 |  | Non-Lead - Plastic |  | 0.75 | Field inspection only with no records | Yes | Visual inspection at the meter pit | 2024-01-18 |  | Non-Lead | No | No | None | Building | No | Unknown | No
| 200 E. Green St. |  | No | No | Non-Lead - Plastic | No |  | 0.75 | Field inspection only with no records | Yes | Visual inspection at the meter pit | 2024-03-11 |  | Non-Lead - Plastic |  | 0.75 | Field inspection only with no records | Yes | Visual inspection at the meter pit | 2024-03-11 |  | Non-Lead | No | No | None | Building | No | Unknown | No
| 204 E. Green St. |  | No | No | Non-Lead - Plastic | No |  | 0.75 | Field inspection only with no records | Yes | Visual inspection at the meter pit | 2024-03-11 |  | Galvanized |  | 0.75 | Field inspection only with no records | Yes | Visual inspection at the meter pit | 2024-03-11 |  | Non-Lead | No | No | None | Single Family Residence | No | Unknown | No
| 206 E. Green St. |  | No | No | Non-Lead - Plastic | No |  | 0.75 | Field inspection only with no records | Yes | Visual inspection at the meter pit | 2024-03-11 |  | Non-Lead - Plastic |  | 0.75 | Field inspection only with no records | Yes | Visual inspection at the meter pit | 2024-03-11 |  | Non-Lead | No | No | None | Single Family Residence | No | Unknown | No
| 209 E. Green St. |  | No | No | Non-Lead - Plastic | No |  | 0.75 | Field inspection only with no records | Yes | Visual inspection at the meter pit | 2024-01-18 |  | Non-Lead - Plastic |  | 0.75 | Field inspection only with no records | Yes | Visual inspection at the meter pit | 2024-01-18 |  | Non-Lead | No | No | None | Single Family Residence | No | Unknown | No
| 300 E.Green St. |  | No | No | Non-Lead - Plastic | No |  | 0.75 | Field inspection only with no records | Yes | Visual inspection at the meter pit | 2024-01-18 |  | Non-Lead - Plastic |  | 0.75 | Field inspection only with no records | Yes | Visual inspection at the meter pit | 2024-01-18 |  | Non-Lead | No | No | None | Single Family Residence | No | Unknown | Yes
| 301 E. Green St. |  | No | No | Non-Lead - Plastic | No |  | 0.75 | Field inspection only with no records | Yes | Visual inspection at the meter pit | 2024-01-18 |  | Non-Lead - Plastic |  | 0.75 | Field inspection only with no records | Yes | Visual inspection at the meter pit | 2024-01-18 |  | Non-Lead | No | No | None | Single Family Residence | No | Unknown | No
| 302 E. Green St. |  | No | No | Non-Lead - Plastic | No |  | 0.75 | Field inspection only with no records | Yes | Visual inspection at the meter pit | 2024-01-18 |  | Non-Lead - Plastic |  | 0.75 | Field inspection only with no records | Yes | Visual inspection at the meter pit | 2024-01-18 |  | Non-Lead | No | No | None | Single Family Residence | No | Unknown | No
| 303 E. Green St. |  | No | No | Non-Lead - Plastic | No |  | 0.75 | Field inspection only with no records | Yes | Visual inspection at the meter pit | 2024-01-18 |  | Non-Lead - Plastic |  | 0.75 | Field inspection only with no records | Yes | Visual inspection at the meter pit | 2024-01-18 |  | Non-Lead | No | No | None | Single Family Residence | No | Unknown | No
| 304 E. Green St. |  | No | No | Non-Lead - Plastic | No |  | 0.75 | Field inspection only with no records | Yes | Visual inspection at the meter pit | 2024-01-18 |  | Non-Lead - Plastic |  | 0.75 | Field inspection only with no records | Yes | Visual inspection at the meter pit | 2024-01-18 |  | Non-Lead | No | No | None | Single Family Residence | No | Unknown | No
| 305-A E. Green St. |  | No | No | Non-Lead - Plastic | No |  | 0.75 | Field inspection only with no records | Yes | Visual inspection at the meter pit | 2024-01-18 |  | Non-Lead - Plastic |  | 0.75 | Field inspection only with no records | Yes | Visual inspection at the meter pit | 2024-01-18 |  | Non-Lead | No | No | None | Single Family Residence | No | Unknown | No
| 305-B E. Green St. |  | No | No | Non-Lead - Plastic | No |  | 0.75 | Field inspection only with no records | Yes | Visual inspection at the meter pit | 2024-01-18 |  | Non-Lead - Plastic |  | 0.75 | Field inspection only with no records | Yes | Visual inspection at the meter pit | 2024-01-18 |  | Non-Lead | No | No | None | Single Family Residence | No | Unknown | No
| 306-A E Green St. |  | No | No | Non-Lead - Plastic | No |  | 0.75 | Field inspection only with no records | Yes | Visual inspection at the meter pit | 2024-01-18 |  | Non-Lead - Plastic |  | 0.75 | Field inspection only with no records | Yes | Visual inspection at the meter pit | 2024-01-18 |  | Non-Lead | No | No | None | Single Family Residence | No | Unknown | No
| 306-B E. Green St. |  | No | No | Non-Lead - Plastic | No |  | 0.75 | Field inspection only with no records | Yes | Visual inspection at the meter pit | 2024-01-18 |  | Non-Lead - Plastic |  | 0.75 | Field inspection only with no records | Yes | Visual inspection at the meter pit | 2024-01-18 |  | Non-Lead | No | No | None | Single Family Residence | No | Unknown | No
| 308 E Green St. |  | No | No | Non-Lead - Plastic | No |  | 0.75 | Field inspection only with no records | Yes | Visual inspection at the meter pit | 2024-01-18 |  | Non-Lead - Plastic |  | 0.75 | Field inspection only with no records | Yes | Visual inspection at the meter pit | 2024-01-18 |  | Non-Lead | No | No | None | Single Family Residence | No | Unknown | No
| 310 E. Green St. |  | No | No | Non-Lead - Plastic | No |  | 0.75 | Field inspection only with no records | Yes | Visual inspection at the meter pit | 2024-01-18 |  | Non-Lead - Plastic |  | 0.75 | Field inspection only with no records | Yes | Visual inspection at the meter pit | 2024-01-18 |  | Non-Lead | No | No | None | Single Family Residence | No | Unknown | No
| 311 E. Green St. |  | No | No | Non-Lead - Plastic | No |  | 0.75 | Field inspection only with no records | Yes | Visual inspection at the meter pit | 2024-01-18 |  | Non-Lead - Plastic |  | 0.75 | Field inspection only with no records | Yes | Visual inspection at the meter pit | 2024-01-18 |  | Non-Lead | No | No | None | Single Family Residence | No | Unknown | No
| 403 E. Green St. |  | No | No | Non-Lead - Plastic | No |  | 0.75 | Field inspection only with no records | Yes | Visual inspection at the meter pit | 2024-01-18 |  | Non-Lead - Plastic |  | 0.75 | Field inspection only with no records | Yes | Visual inspection at the meter pit | 2024-01-18 |  | Non-Lead | No | No | None | Single Family Residence | No | Unknown | No
| 404 E. Green St. |  | No | No | Non-Lead - Plastic | No |  | 0.75 | Field inspection only with no records | Yes | Visual inspection at the meter pit | 2024-03-11 |  | Non-Lead - Plastic |  | 0.75 | Field inspection only with no records | Yes | Visual inspection at the meter pit | 2024-03-11 |  | Non-Lead | No | No | None | Single Family Residence | No | Unknown | No
| 405 E. Green St. |  | No | No | Non-Lead - Plastic | No |  | 0.75 | Field inspection only with no records | Yes | Visual inspection at the meter pit | 2024-01-18 |  | Non-Lead - Plastic |  | 0.75 | Field inspection only with no records | Yes | Visual inspection at the meter pit | 2024-01-18 |  | Non-Lead | No | No | None | Single Family Residence | No | Unknown | No
| 406 E. Green St. |  | No | No | Non-Lead - Plastic | No |  | 0.75 | Field inspection only with no records | Yes | Visual inspection at the meter pit | 2024-03-13 |  | Non-Lead - Plastic |  | 0.75 | Field inspection only with no records | Yes | Visual inspection at the meter pit | 2024-03-13 |  | Non-Lead | No | No | None | Single Family Residence | No | Unknown | No
| 407A e.Green St. |  | No | No | Non-Lead - Plastic | No |  | 1.0 | Field inspection only with no records | Yes | Visual inspection at the meter pit | 2024-01-18 |  | Non-Lead - Plastic |  | 1.0 | Field inspection only with no records | Yes | Visual inspection at the meter pit | 2024-01-18 |  | Non-Lead | No | No | None | Single Family Residence | No | Unknown | No
| 407 E. Green St. |  | No | No | Non-Lead - Plastic | No |  | 0.75 | Field inspection only with no records | Yes | Visual inspection at the meter pit | 2024-01-18 |  | Non-Lead - Plastic |  | 0.75 | Field inspection only with no records | Yes | Visual inspection at the meter pit | 2024-01-18 |  | Non-Lead | No | No | None | Single Family Residence | No | Unknown | No
| 408 E. Green St. |  | No | No | Non-Lead - Plastic | No |  | 0.75 | Field inspection only with no records | Yes | Visual inspection at the meter pit | 2024-03-13 |  | Non-Lead - Plastic |  | 0.75 | Field inspection only with no records | Yes | Visual inspection at the meter pit | 2024-03-13 |  | Non-Lead | No | No | None | Single Family Residence | No | Unknown | No
| 409 E. Green St. |  | No | No | Non-Lead - Plastic | No |  | 0.75 | Field inspection only with no records | Yes | Visual inspection at the meter pit | 2024-01-18 |  | Non-Lead - Plastic |  | 0.75 | Field inspection only with no records | Yes | Visual inspection at the meter pit | 2024-01-18 |  | Non-Lead | No | No | None | Single Family Residence | No | Unknown | No
| 410 E. Green St. |  | No | No | Non-Lead - Plastic | No |  | 0.75 | Field inspection only with no records | Yes | Visual inspection at the meter pit | 2024-01-18 |  | Non-Lead - Plastic |  | 0.75 | Installation date after lead ban | Yes | Customer self-identification | 2024-01-18 |  | Non-Lead | No | No | None | Building | No | Unknown | No
| 411 E. Green St. |  | No | No | Non-Lead - Plastic | No |  | 0.75 | Field inspection only with no records | Yes | Visual inspection at the meter pit | 2024-01-18 |  | Non-Lead - Plastic |  | 0.75 | Field inspection only with no records | Yes | Visual inspection at the meter pit | 2024-01-18 |  | Non-Lead | No | No | None | Single Family Residence | No | Unknown | No
| 2075 Nc 124 W. |  | No | No | Non-Lead - Plastic | No |  | 0.75 | Field inspection only with no records | Yes | Visual inspection at the meter pit | 2024-01-18 |  | Non-Lead - Plastic |  | 0.75 | Installation date after lead ban |  |  | 2024-01-18 |  | Non-Lead | No | No | None | Building | No | Unknown | No
| 409 S. Walton St. |  | No | No | Non-Lead - Plastic | No |  | 0.75 | Field inspection only with no records | Yes | Visual inspection at the meter pit | 2024-03-11 |  | Non-Lead - Plastic |  | 0.75 | Field inspection only with no records | Yes | Visual inspection at the meter pit | 2024-03-11 |  | Non-Lead | No | No | None | Single Family Residence | No | Unknown | No
| 413 S. Walton St. |  | No | No | Non-Lead - Plastic | No |  | 0.75 | Field inspection only with no records | Yes | Visual inspection at the meter pit | 2024-03-11 |  | Non-Lead - Plastic |  | 0.75 | Field inspection only with no records | Yes | Visual inspection at the meter pit | 2024-03-11 |  | Non-Lead | No | No | None | Single Family Residence | No | Unknown | No
| 100 W. Green St. |  | No | No | Non-Lead - Plastic | No |  | 0.75 | Field inspection only with no records | Yes | Visual inspection at the meter pit | 2024-02-22 |  | Non-Lead - Plastic |  | 0.75 | Field inspection only with no records | Yes | Visual inspection at the meter pit | 2024-02-22 |  | Non-Lead | No | No | None | Building | No | Unknown | No
| 103 W. Green St |  | No | No | Non-Lead - Plastic | No |  | 0.75 | Field inspection only with no records | Yes | Visual inspection at the meter pit | 2024-01-18 |  | Non-Lead - Plastic |  | 0.75 | Field inspection only with no records | Yes | Visual inspection at the meter pit | 2024-01-18 |  | Non-Lead | No | No | None | Building | No | Unknown | No
| 108 W. Green St. |  | No | No | Non-Lead - Plastic | No |  | 0.75 | Field inspection only with no records | Yes | Visual inspection at the meter pit | 2024-02-22 |  | Non-Lead - Plastic |  | 0.75 | Field inspection only with no records | Yes | Visual inspection at the meter pit | 2024-02-22 |  | Non-Lead | No | No | None | Building | No | Unknown | No
| 200 W. Green St. |  | No | No | Non-Lead - Plastic | No |  | 0.75 | Field inspection only with no records | Yes | Visual inspection at the meter pit | 2024-02-22 |  | Galvanized |  | 0.75 | Field inspection only with no records | Yes | Visual inspection at the meter pit | 2024-02-22 |  | Non-Lead | No | No | None | Building | No | Unknown | No
| 203 W. Green St |  | No | No | Non-Lead - Plastic | No |  | 0.75 | Field inspection only with no records | Yes | Visual inspection at the meter pit | 2024-03-11 |  | Non-Lead - Plastic |  | 0.75 | Field inspection only with no records | Yes | Visual inspection at the meter pit | 2024-03-11 |  | Non-Lead | No | No | None | Building | No | Unknown | No
| 205 W Green St. |  | No | No | Non-Lead - Plastic | No |  | 0.75 | Field inspection only with no records | Yes | Visual inspection at the meter pit | 2024-03-11 |  | Non-Lead - Plastic |  | 0.75 | Installation date after lead ban | No | Customer self-identification | 2024-03-11 |  | Non-Lead | No | No | None | Building | No | Unknown | No
| 204-A W. Green St. |  | No | No | Non-Lead - Plastic | No |  | 0.75 | Field inspection only with no records | Yes | Visual inspection at the meter pit | 2024-02-22 |  | Non-Lead - Plastic |  | 0.75 | Field inspection only with no records | Yes | Visual inspection at the meter pit | 2024-02-22 |  | Non-Lead | No | No | None | Single Family Residence | No | Unknown | No
| 204-B W. Green St. |  | No | No | Non-Lead - Plastic | No |  | 0.75 | Field inspection only with no records | Yes | Visual inspection at the meter pit | 2024-02-22 |  | Non-Lead - Plastic |  | 0.75 | Field inspection only with no records | Yes | Visual inspection at the meter pit | 2024-02-22 |  | Non-Lead | No | No | None | Single Family Residence | No | Unknown | No
| 206 W. Green st. |  | No | No | Non-Lead - Plastic | No |  | 0.75 | Field inspection only with no records | Yes | Visual inspection at the meter pit | 2024-02-22 |  | Non-Lead - Plastic |  | 0.75 | Field inspection only with no records | Yes | Visual inspection at the meter pit | 2024-02-22 |  | Non-Lead | No | No | None | Single Family Residence | No | Unknown | No
| 301 W. Green St. |  | No | No | Non-Lead - Plastic | No |  | 0.75 | Field inspection only with no records | Yes | Visual inspection at the meter pit | 2024-03-11 |  | Non-Lead - Plastic |  | 0.75 | Field inspection only with no records | Yes | Visual inspection at the meter pit | 2024-03-11 |  | Non-Lead | No | No | None | Single Family Residence | No | Unknown | No
| 302 W. Greens St |  | No | No | Non-Lead - Plastic | No |  | 0.75 | Field inspection only with no records | Yes | Visual inspection at the meter pit | 2024-02-22 |  | Non-Lead - Plastic |  | 0.75 | Field inspection only with no records | Yes | Visual inspection at the meter pit | 2024-02-22 |  | Non-Lead | No | No | None | Single Family Residence | No | Unknown | No
| 303 W Green St. |  | No | No | Non-Lead - Plastic | No |  | 0.75 | Field inspection only with no records | Yes | Visual inspection at the meter pit | 2024-03-11 |  | Non-Lead - Plastic |  | 0.75 | Field inspection only with no records | Yes | Visual inspection at the meter pit | 2024-03-11 |  | Non-Lead | No | No | None | Single Family Residence | No | Unknown | No
| 305 W. Green St. |  | No | No | Non-Lead - Plastic | No |  | 0.75 | Field inspection only with no records | Yes | Visual inspection at the meter pit | 2024-03-11 |  | Non-Lead - Plastic |  | 0.75 | Field inspection only with no records | Yes | Visual inspection at the meter pit | 2024-03-11 |  | Non-Lead | No | No | None | Single Family Residence | No | Unknown | No
| 306-A W Green St. |  | No | No | Non-Lead - Plastic | No |  | 0.75 | Field inspection only with no records | Yes | Visual inspection at the meter pit | 2024-02-22 |  | Non-Lead - Plastic |  | 0.75 | Field inspection only with no records | Yes | Visual inspection at the meter pit | 2024-02-22 |  | Non-Lead | No | No | None | Single Family Residence | No | Unknown | No
| 306-B W. Green St. |  | No | No | Non-Lead - Plastic | No |  | 0.75 | Field inspection only with no records | Yes | Visual inspection at the meter pit | 2024-02-22 |  | Non-Lead - Plastic |  | 0.75 | Field inspection only with no records | Yes | Visual inspection at the meter pit | 2024-02-22 |  | Non-Lead | No | No | None | Single Family Residence | No | Unknown | No
| 306-C W. Green St. |  | No | No | Non-Lead - Plastic | No |  | 0.75 | Field inspection only with no records | Yes | Visual inspection at the meter pit | 2024-02-22 |  | Non-Lead - Plastic |  | 0.75 | Field inspection only with no records | Yes | Visual inspection at the meter pit | 2024-02-22 |  | Non-Lead | No | No | None | Single Family Residence | No | Unknown | No
| 307 W. Green St. |  | No | No | Non-Lead - Plastic | No |  | 0.75 | Field inspection only with no records | Yes | Visual inspection at the meter pit | 2024-03-11 |  | Non-Lead - Plastic |  | 0.75 | Field inspection only with no records | Yes | Visual inspection at the meter pit | 2024-03-11 |  | Non-Lead | No | No | None | Single Family Residence | No | Unknown | No
| 308 W. Green St. |  | No | No | Non-Lead - Plastic | No |  | 0.75 | Field inspection only with no records | Yes | Visual inspection at the meter pit | 2024-02-22 |  | Non-Lead - Plastic |  | 0.75 | Field inspection only with no records | Yes | Visual inspection at the meter pit | 2024-02-22 |  | Non-Lead | No | No | None | Single Family Residence | No | Unknown | No
| 400 W. Green St. |  | No | No | Non-Lead - Plastic | No |  | 0.75 | Field inspection only with no records | Yes | Visual inspection at the meter pit | 2024-01-18 |  | Non-Lead - Plastic |  | 0.75 | Installation date after lead ban | No | Customer self-identification | 2024-01-18 |  | Non-Lead | No | No | None | Single Family Residence | No | Unknown | No
| 401 W. Green St |  | No | No | Non-Lead - Plastic | No |  | 0.75 | Field inspection only with no records | Yes | Visual inspection at the meter pit | 2024-02-11 |  | Non-Lead - Plastic |  | 0.75 | Field inspection only with no records | Yes | Visual inspection at the meter pit | 2024-02-11 |  | Non-Lead | No | No | None | Single Family Residence | No | Unknown | No
| 403 W. Green St. |  | No | No | Non-Lead - Plastic | No |  | 0.75 | Field inspection only with no records | Yes | Visual inspection at the meter pit | 2024-03-05 |  | Non-Lead - Plastic |  | 0.75 | Field inspection only with no records | Yes | Visual inspection at the meter pit | 2024-03-05 |  | Non-Lead | No | No | None | Single Family Residence | No | Unknown | No
| 405 W. Green St |  | No | No | Non-Lead - Plastic | No |  | 0.75 | Field inspection only with no records | Yes | Visual inspection at the meter pit | 2024-03-05 |  | Non-Lead - Copper |  | 0.75 | Field inspection only with no records | Yes | Visual inspection at the meter pit | 2024-03-05 |  | Non-Lead | No | No | None | Single Family Residence | No | Unknown | No
| 503 W. Green St. |  | No | No | Non-Lead - Plastic | No |  | 0.75 | Field inspection only with no records | Yes | Visual inspection at the meter pit | 2024-03-05 |  | Non-Lead - Plastic |  | 0.75 | Field inspection only with no records | Yes | Visual inspection at the meter pit | 2024-03-05 |  | Non-Lead | No | No | None | Single Family Residence | No | Unknown | No
| 504 W. Green St. |  | No | No | Non-Lead - Plastic | No |  | 0.75 | Field inspection only with no records | Yes | Visual inspection at the meter pit | 2024-03-04 |  | Non-Lead - Plastic |  | 0.75 | Field inspection only with no records | Yes | Visual inspection at the meter pit | 2024-03-04 |  | Non-Lead | No | No | None | Single Family Residence | No | Unknown | No
| 505 W. Green St. |  | No | No | Non-Lead - Plastic | No |  | 0.75 | Field inspection only with no records | Yes | Visual inspection at the meter pit | 2024-03-05 |  | Non-Lead - Plastic |  | 0.75 | Field inspection only with no records | Yes | Visual inspection at the meter pit | 2024-03-05 |  | Non-Lead | No | No | None | Single Family Residence | No | Unknown | No
| 506 W. Green St. |  | No | No | Non-Lead - Plastic | No |  | 0.75 | Field inspection only with no records | Yes | Visual inspection at the meter pit | 2024-03-04 |  | Non-Lead - Plastic |  | 0.75 | Field inspection only with no records | Yes | Visual inspection at the meter pit | 2024-03-04 |  | Non-Lead | No | No | None | Single Family Residence | No | Unknown | No
| 507 W. Green St. |  | No | No | Non-Lead - Plastic | No |  | 0.75 | Field inspection only with no records | Yes | Visual inspection at the meter pit | 2024-03-05 |  | Non-Lead - Plastic |  | 0.75 | Field inspection only with no records | Yes | Visual inspection at the meter pit | 2024-03-05 |  | Non-Lead | No | No | None | Single Family Residence | No | Unknown | No
| 509 W. Green St. |  | No | No | Non-Lead - Plastic | No |  | 0.75 | Field inspection only with no records | Yes | Visual inspection at the meter pit | 2024-03-05 |  | Non-Lead - Plastic |  | 0.75 | Field inspection only with no records | Yes | Visual inspection at the meter pit | 2024-03-05 |  | Non-Lead | No | No | None | Single Family Residence | No | Unknown | No
| 511 W. Green St. |  | No | No | Non-Lead - Plastic | No |  | 0.75 | Field inspection only with no records | Yes | Visual inspection at the meter pit | 2024-03-05 |  | Non-Lead - Plastic |  | 0.75 | Field inspection only with no records | Yes | Visual inspection at the meter pit | 2024-03-05 |  | Non-Lead | No | No | None | Single Family Residence | No | Unknown | No
| 513 W. Green St. |  | No | No | Non-Lead - Plastic | No |  | 0.75 | Field inspection only with no records | Yes | Visual inspection at the meter pit | 2024-03-05 |  | Non-Lead - Plastic |  | 0.75 | Field inspection only with no records | Yes | Visual inspection at the meter pit | 2024-03-05 |  | Non-Lead | No | No | None | Single Family Residence | No | Unknown | No
| 204 Floral St. |  | No | No | Non-Lead - Plastic | No |  | 0.75 | Field inspection only with no records | Yes | Visual inspection at the meter pit | 2024-03-05 |  | Non-Lead - Copper |  | 0.75 | Field inspection only with no records | Yes | Visual inspection at the meter pit | 2024-03-05 |  | Non-Lead | No | No | None | Single Family Residence | No | Unknown | No
| 209 Floral St. |  | No | No | Non-Lead - Plastic | No |  | 0.75 | Field inspection only with no records | Yes | Visual inspection at the meter pit | 2024-03-05 |  | Non-Lead - Copper |  | 0.75 | Field inspection only with no records | Yes | Visual inspection at the meter pit | 2024-03-05 |  | Non-Lead | No | No | None | Single Family Residence | No | Unknown | No
| 210 Floral St. |  | No | No | Non-Lead - Plastic | No |  | 0.75 | Field inspection only with no records | Yes | Visual inspection at the meter pit | 2024-03-05 |  | Non-Lead - Plastic |  | 0.75 | Field inspection only with no records | Yes | Visual inspection at the meter pit | 2024-03-05 |  | Non-Lead | No | No | None | Single Family Residence | No | Unknown | No
| 211 Floral St. |  | No | No | Non-Lead - Plastic | No |  | 0.75 | Field inspection only with no records | Yes | Visual inspection at the meter pit | 2024-10-01 |  | Non-Lead - Plastic |  | 0.75 | Service line repair or replacement record | No |  | 2024-10-01 |  | Non-Lead | No | No | None | Single Family Residence | No | Unknown | No
| 214 Floral St. |  | No | No | Non-Lead - Plastic | No |  | 0.75 | Field inspection only with no records | Yes | Visual inspection at the meter pit | 2024-03-05 |  | Non-Lead - Plastic |  | 0.75 | Installation date after lead ban | Yes | Visual inspection at the meter pit | 2024-03-05 |  | Non-Lead | No | No | None | Single Family Residence | No | Unknown | No
| 36 Webbs Lake Rd. |  | No | No | Non-Lead - Plastic | No |  | 0.75 | Field inspection only with no records | Yes | Visual inspection at the meter pit | 2024-02-01 |  | Non-Lead - Plastic |  | 0.75 | Field inspection only with no records | Yes | Visual inspection at the meter pit | 2024-02-01 |  | Non-Lead | No | No | None | Single Family Residence | No | Unknown | No
| 68 Webbs Lake Rd. |  | No | No | Non-Lead - Plastic | No |  | 0.75 | Field inspection only with no records | Yes | Visual inspection at the meter pit | 2024-02-01 |  | Non-Lead - Plastic |  | 0.75 | Field inspection only with no records | Yes | Visual inspection at the meter pit | 2024-02-01 |  | Non-Lead | No | No | None | Single Family Residence | No | Unknown | No
| 88 Webbs Lake Rd. |  | No | No | Non-Lead - Plastic | No |  | 0.75 | Field inspection only with no records | Yes | Visual inspection at the meter pit | 2024-02-01 |  | Non-Lead - Plastic |  | 0.75 | Field inspection only with no records | Yes | Visual inspection at the meter pit | 2024-02-01 |  | Non-Lead | No | No | None | Single Family Residence | No | Unknown | No
| 106 Webbs Lake Rd. |  | No | No | Non-Lead - Plastic | No |  | 0.75 | Field inspection only with no records | Yes | Visual inspection at the meter pit | 2024-02-01 |  | Non-Lead - Plastic |  | 0.75 | Field inspection only with no records | Yes | Visual inspection at the meter pit | 2024-02-01 |  | Non-Lead | No | No | None | Single Family Residence | No | Unknown | No
| 150 Webbs Lake Rd. |  | No | No | Non-Lead - Plastic | No |  | 0.75 | Field inspection only with no records | Yes | Visual inspection at the meter pit | 2024-02-01 |  | Non-Lead - Plastic |  | 0.75 | Installation date after lead ban | Yes | Visual inspection at the meter pit | 2024-02-01 |  | Non-Lead | No | No | None | Single Family Residence | No | Unknown | Yes
| 162 Webbs Lake Rd. |  | No | No | Non-Lead - Plastic | No |  | 0.75 | Field inspection only with no records | Yes | Visual inspection at the meter pit | 2024-02-01 |  | Non-Lead - Plastic |  | 0.75 | Installation date after lead ban | No | Customer self-identification | 2024-02-01 |  | Non-Lead | No | No | None | Single Family Residence | No | Unknown | No
| 3002 NC Hwy 124 W |  | No | No | Non-Lead - Plastic | No |  | 0.75 | Field inspection only with no records | Yes | Visual inspection at the meter pit | 2024-01-18 |  | Non-Lead - Plastic |  | 0.75 | Installation date after lead ban | Yes | Visual inspection at the meter pit | 2024-01-18 |  | Non-Lead | No | No | None | Single Family Residence | No | Unknown | No
| 3005 NC Hwy 124 W |  | No | No | Non-Lead - Plastic | No |  | 0.75 | Field inspection only with no records | Yes | Visual inspection at the meter pit | 2024-01-18 |  | Non-Lead - Plastic |  | 0.75 | Installation date after lead ban | Yes | Visual inspection at the meter pit | 2024-01-18 |  | Non-Lead | No | No | None | Single Family Residence | No | Unknown | No
| 3039 NC Hwy 124 W |  | No | No | Non-Lead - Plastic | No |  | 0.75 | Field inspection only with no records | Yes | Visual inspection at the meter pit | 2024-01-18 |  | Non-Lead - Plastic |  | 0.75 | Installation date after lead ban | Yes | Visual inspection at the meter pit | 2024-01-18 |  | Non-Lead | No | No | None | Single Family Residence | No | Unknown | No
| 3040 NC Hwy 124 W |  | No | No | Non-Lead - Plastic | No |  | 0.75 | Field inspection only with no records | Yes | Visual inspection at the meter pit | 2024-03-04 | Farm | Non-Lead - Copper |  | 2.00 | Field inspection only with no records | Yes | Visual inspection at the meter pit | 2024-03-04 | Farm | Non-Lead | No | No | None | Single Family Residence | No | Unknown | No
| 3040 NC Hwy 124 W |  | No | No | Non-Lead - Plastic | No |  | 0.75 | Field inspection only with no records | Yes | Visual inspection at the meter pit | 2024-03-04 | House | Non-Lead - Plastic |  | 0.75 | Field inspection only with no records | Yes | Visual inspection at the meter pit | 2024-03-04 | House | Non-Lead | No | No | None | Single Family Residence | No | Unknown | No
| 3045 NC Hwy 124 W |  | No | No | Non-Lead - Plastic | No |  | 0.75 | Field inspection only with no records | Yes | Visual inspection at the meter pit | 2024-01-18 |  | Non-Lead - Plastic |  | 0.75 | Installation date after lead ban | No |  | 2024-01-18 |  | Non-Lead | No | No | None | Single Family Residence | No | Unknown | No
| 3217 NC Hwy 124 W |  | No | No | Non-Lead - Plastic | No |  | 0.75 | Field inspection only with no records | Yes | Visual inspection at the meter pit | 2024-03-05 |  | Non-Lead - Plastic |  | 0.75 | Field inspection only with no records | Yes | Visual inspection at the meter pit | 2024-03-05 |  | Non-Lead | No | No | None | Single Family Residence | No | Unknown | No
| 3230 NC Hwy 124 W |  | No | No | Non-Lead - Plastic | No |  | 0.75 | Field inspection only with no records | Yes | Visual inspection at the meter pit | 2024-01-18 |  | Non-Lead - Plastic |  | 0.75 | Installation date after lead ban | No |  | 2024-01-18 |  | Non-Lead | No | No | None | Single Family Residence | No | Unknown | No
| 3342 NC Hwy 124 W |  | No | No | Non-Lead - Plastic | No |  | 0.75 | Field inspection only with no records | Yes | Visual inspection at the meter pit | 2024-01-18 |  | Non-Lead - Plastic |  | 0.75 | Installation date after lead ban | No |  | 2024-01-18 |  | Non-Lead | No | No | None | Single Family Residence | No | Unknown | No
| 3398 NC Hwy 124 W |  | No | No | Non-Lead - Plastic | No |  | 0.75 | Field inspection only with no records | Yes | Visual inspection at the meter pit | 2024-01-18 |  | Non-Lead - Plastic |  | 0.75 | Installation date after lead ban | No |  | 2024-01-18 |  | Non-Lead | No | No | None | Single Family Residence | No | Unknown | No
| 3415 NC Hwy 124 W |  | No | No | Non-Lead - Plastic | No |  | 0.75 | Field inspection only with no records | Yes | Visual inspection at the meter pit | 2024-01-18 |  | Non-Lead - Plastic |  | 0.75 | Installation date after lead ban | No |  | 2024-01-18 |  | Non-Lead | No | No | None | Single Family Residence | No | Unknown | Yes
| 3585 NC Hwy 124 W |  | No | No | Non-Lead - Plastic | No |  | 0.75 | Field inspection only with no records | Yes | Visual inspection at the meter pit | 2024-03-05 |  | Non-Lead - Plastic |  | 0.75 | Field inspection only with no records | Yes | Visual inspection at the meter pit | 2024-03-05 |  | Non-Lead | No | No | None | Single Family Residence | No | Unknown | No
| 3609 NC Hwy 124 W |  | No | No | Non-Lead - Plastic | No |  | 0.75 | Field inspection only with no records | Yes | Visual inspection at the meter pit | 2024-03-05 |  | Non-Lead - Plastic |  | 0.75 | Installation date after lead ban | No |  | 2024-03-05 |  | Non-Lead | No | No | None | Single Family Residence | No | Unknown | No
| 3667 NC Hwy 124 W |  | No | No | Non-Lead - Plastic | No |  | 0.75 | Field inspection only with no records | Yes | Visual inspection at the meter pit | 2024-02-01 |  | Non-Lead - Plastic |  | 0.75 | Installation date after lead ban | No |  | 2024-02-01 |  | Non-Lead | No | No | None | Single Family Residence | No | Unknown | No
| 3681 NC Hwy 12 W |  | No | No | Non-Lead - Plastic | No |  | 0.75 | Field inspection only with no records | Yes | Visual inspection at the meter pit | 2024-02-01 |  | Non-Lead - Plastic |  | 0.75 | Installation date after lead ban | No |  | 2024-02-01 |  | Non-Lead | No | No | None | Single Family Residence | No | Unknown | No
| 3708 NC Hwy 124 W |  | No | No | Non-Lead - Plastic | No |  | 0.75 | Field inspection only with no records | Yes | Visual inspection at the meter pit | 2024-03-04 |  | Non-Lead - Plastic |  | 0.75 | Installation date after lead ban | No |  | 2024-03-04 |  | Non-Lead | No | No | None | Single Family Residence | No | Unknown | No
| 3743 NC Hwy 124 W |  | No | No | Non-Lead - Plastic | No |  | 0.75 | Field inspection only with no records | Yes | Visual inspection at the meter pit | 2024-02-01 |  | Non-Lead - Plastic |  | 0.75 | Installation date after lead ban | No |  | 2024-02-01 |  | Non-Lead | No | No | None | Single Family Residence | No | Unknown | No
| 3798 NC Hwy 124 W |  | No | No | Non-Lead - Plastic | No |  | 0.75 | Field inspection only with no records | Yes | Visual inspection at the meter pit | 2024-03-04 |  | Non-Lead - Plastic |  | 0.75 | Field inspection only with no records | Yes | Visual inspection at the meter pit | 2024-03-04 |  | Non-Lead | No | No | None | Single Family Residence | No | Unknown | No
| 3855 NC Hwy 124 W |  | No | No | Non-Lead - Plastic | No |  | 0.75 | Field inspection only with no records | Yes | Visual inspection at the meter pit | 2024-02-01 |  | Non-Lead - Plastic |  | 0.75 | Installation date after lead ban | No |  | 2024-02-01 |  | Non-Lead | No | No | None | Single Family Residence | No | Unknown | No
| 3884 NC Hwy 124 W |  | No | No | Non-Lead - Plastic | No |  | 0.75 | Field inspection only with no records | Yes | Visual inspection at the meter pit | 2024-02-01 |  | Non-Lead - Plastic |  | 0.75 | Installation date after lead ban | No |  | 2024-02-01 |  | Non-Lead | No | No | None | Single Family Residence | No | Unknown | No
| 3937 NC Hwy 124 W |  | No | No | Non-Lead - Plastic | No |  | 0.75 | Field inspection only with no records | Yes | Visual inspection at the meter pit | 2024-03-05 |  | Non-Lead - Plastic |  | 0.75 | Field inspection only with no records | Yes | Visual inspection at the meter pit | 2024-03-05 |  | Non-Lead | No | No | None | Single Family Residence | No | Unknown | No
| 3988 NC Hwy 124 W |  | No | No | Non-Lead - Plastic | No |  | 0.75 | Field inspection only with no records | Yes | Visual inspection at the meter pit | 2024-03-04 |  | Non-Lead - Plastic |  | 0.75 | Installation date after lead ban | No |  | 2024-03-04 |  | Non-Lead | No | No | None | Single Family Residence | No | Unknown | No
| 3996 NC Hwy 124 W |  | No | No | Non-Lead - Plastic | No |  | 0.75 | Field inspection only with no records | Yes | Visual inspection at the meter pit | 2024-02-01 |  | Non-Lead - Plastic |  | 0.75 | Installation date after lead ban | No |  | 2024-02-01 |  | Non-Lead | No | No | None | Single Family Residence | No | Unknown | No
| 27 Milbrook Ln |  | No | No | Non-Lead - Plastic | No |  | 0.75 | Field inspection only with no records | Yes | Visual inspection at the meter pit | 2024-02-01 |  | Non-Lead - Plastic |  | 0.75 | Installation date after lead ban | No |  | 2024-02-01 |  | Non-Lead | No | No | None | Single Family Residence | No | Unknown | No
| 149 Milbrook Ln |  | No | No | Non-Lead - Plastic | No |  | 0.75 | Field inspection only with no records | Yes | Visual inspection at the meter pit | 2024-02-01 | House | Non-Lead - Plastic |  | 0.75 | Installation date after lead ban | No |  | 2024-02-01 |  | Non-Lead | No | No | None | Single Family Residence | No | Unknown | No
| 149 Mill Brook Ln |  | No | No | Non-Lead - Plastic | No |  | 0.75 | Field inspection only with no records | Yes | Visual inspection at the meter pit | 2024-02-01 | Shop | Non-Lead - Plastic |  | 0.75 | Installation date after lead ban | No |  | 2024-02-01 |  | Non-Lead | No | No | None | Single Family Residence | No | Unknown | No
| 100 E. Nash St. |  | No | No | Non-Lead - Plastic | No |  | 0.75 | Field inspection only with no records | Yes | Visual inspection at the meter pit | 2024-10-02 |  | Non-Lead - Plastic |  | 0.75 | Field inspection only with no records | Yes | Visual inspection at the meter pit | 2024-10-02 |  | Non-Lead | No | No | None | Single Family Residence | No | Unknown | No
| 101 E. Nash St. |  | No | No | Non-Lead - Plastic | No |  | 0.75 | Field inspection only with no records | Yes | Visual inspection at the meter pit | 2024-10-02 |  | Non-Lead - Plastic |  | 0.75 | Field inspection only with no records | Yes | Visual inspection at the meter pit | 2024-10-02 |  | Non-Lead | No | No | None | Single Family Residence | No | Unknown | No
| 102 E. Nash St |  | No | No | Non-Lead - Plastic | No |  | 0.75 | Field inspection only with no records | Yes | Visual inspection at the meter pit | 2024-10-02 |  | Non-Lead - Plastic |  | 0.75 | Field inspection only with no records | Yes | Visual inspection at the meter pit | 2024-10-02 |  | Non-Lead | No | No | None | Single Family Residence | No | Unknown | No
| 103 E. Nash St. |  | No | No | Non-Lead - Plastic | No |  | 0.75 | Field inspection only with no records | Yes | Visual inspection at the meter pit | 2024-10-02 |  | Non-Lead - Plastic |  | 0.75 | Field inspection only with no records | Yes | Visual inspection at the meter pit | 2024-10-02 |  | Non-Lead | No | No | None | Single Family Residence | No | Unknown | No
| 208 E. Nash St. |  | No | No | Non-Lead - Plastic | No |  | 0.75 | Field inspection only with no records | Yes | Visual inspection at the meter pit | 2024-10-02 |  | Non-Lead - Plastic |  | 0.75 | Field inspection only with no records | Yes | Visual inspection at the meter pit | 2024-10-02 |  | Non-Lead | No | No | None | Single Family Residence | No | Unknown | No
| 304 E. Nash St. |  | No | No | Non-Lead - Plastic | No |  | 0.75 | Field inspection only with no records | Yes | Visual inspection at the meter pit | 2024-10-02 |  | Non-Lead - Plastic |  | 0.75 | Installation date after lead ban | No |  | 2024-10-02 |  | Non-Lead | No | No | None | Single Family Residence | No | Unknown | No
| 302 E. Nash St. |  | No | No | Non-Lead - Plastic | No |  | 0.75 | Field inspection only with no records | Yes | Visual inspection at the meter pit | 2024-10-02 |  | Non-Lead - Plastic |  | 0.75 | Installation date after lead ban | No |  | 2024-10-02 |  | Non-Lead | No | No | None | Single Family Residence | No | Unknown | No
| 306 E. Nash St. |  | No | No | Non-Lead - Plastic | No |  | 0.75 | Field inspection only with no records | Yes | Visual inspection at the meter pit | 2024-10-02 |  | Non-Lead - Plastic |  | 0.75 | Installation date after lead ban | No |  | 2024-10-02 |  | Non-Lead | No | No | None | Single Family Residence | No | Unknown | No
| 308 E. Nash St. |  | No | No | Non-Lead - Plastic | No |  | 0.75 | Field inspection only with no records | Yes | Visual inspection at the meter pit | 2024-10-02 |  | Non-Lead - Plastic |  | 0.75 | Installation date after lead ban | No |  | 2024-10-02 |  | Non-Lead | No | No | None | Single Family Residence | No | Unknown | No
| 108 W. Wilson St. |  | No | No | Non-Lead - Plastic | No |  | 0.75 | Field inspection only with no records | Yes | Visual inspection at the meter pit | 2024-10-07 |  | Non-Lead - Plastic |  | 0.75 | Field inspection only with no records | Yes | Visual inspection at the meter pit | 2024-10-07 |  | Non-Lead | No | No | None | Single Family Residence | No | Unknown | No
| 109 W. Wilson St. |  | No | No | Non-Lead - Plastic | No |  | 0.75 | Field inspection only with no records | Yes | Visual inspection at the meter pit | 2024-10-07 |  | Non-Lead - Plastic |  | 0.75 | Field inspection only with no records | Yes | Visual inspection at the meter pit | 2024-10-07 |  | Non-Lead | No | No | None | Single Family Residence | No | Unknown | No
| 203 W. Wilson St. |  | No | No | Non-Lead - Plastic | No |  | 0.75 | Field inspection only with no records | Yes | Visual inspection at the meter pit | 2024-10-07 |  | Non-Lead - Plastic |  | 0.75 | Field inspection only with no records | Yes | Visual inspection at the meter pit | 2024-10-07 |  | Non-Lead | No | No | None | Single Family Residence | No | Unknown | No
| 204 W. Wilson St. |  | No | No | Non-Lead - Plastic | No |  | 0.75 | Field inspection only with no records | Yes | Visual inspection at the meter pit | 2024-10-07 |  | Non-Lead - Plastic |  | 0.75 | Field inspection only with no records | Yes | Visual inspection at the meter pit | 2024-10-07 |  | Non-Lead | No | No | None | Single Family Residence | No | Unknown | No
| 206 W. Wilson St. |  | No | No | Non-Lead - Plastic | No |  | 0.75 | Field inspection only with no records | Yes | Visual inspection at the meter pit | 2024-10-07 |  | Non-Lead - Plastic |  | 0.75 | Field inspection only with no records | Yes | Visual inspection at the meter pit | 2024-10-07 |  | Non-Lead | No | No | None | Single Family Residence | No | Unknown | No
| 309 W. Wilson St. |  | No | No | Non-Lead - Plastic | No |  | 0.75 | Field inspection only with no records | Yes | Visual inspection at the meter pit | 2024-10-07 |  | Non-Lead - Plastic |  | 0.75 | Field inspection only with no records | Yes | Visual inspection at the meter pit | 2024-10-07 |  | Non-Lead | No | No | None | Single Family Residence | No | Unknown | No
| 101 E. Wilson st |  | No | No | Non-Lead - Plastic | No |  | 0.75 | Field inspection only with no records | Yes | Visual inspection at the meter pit | 2024-10-07 |  | Non-Lead - Plastic |  | 0.75 | Field inspection only with no records | Yes | Visual inspection at the meter pit | 2024-10-07 |  | Non-Lead | No | No | None | Single Family Residence | No | Unknown | No
| 103 E. wilson St. |  | No | No | Non-Lead - Plastic | No |  | 0.75 | Field inspection only with no records | Yes | Visual inspection at the meter pit | 2024-10-07 |  | Non-Lead - Plastic |  | 0.75 | Field inspection only with no records | Yes | Visual inspection at the meter pit | 2024-10-07 |  | Non-Lead | No | No | None | Single Family Residence | No | Unknown | No
| 204 E. Wilson St |  | No | No | Non-Lead - Plastic | No |  | 0.75 | Field inspection only with no records | Yes | Visual inspection at the meter pit | 2024-10-07 |  | Non-Lead - Copper |  | 0.75 | Field inspection only with no records | Yes | Visual inspection at the meter pit | 2024-10-07 |  | Non-Lead | No | No | None | Single Family Residence | No | Unknown | No
| 301 E. Wilson St. |  | No | No | Non-Lead - Plastic | No |  | 0.75 | Field inspection only with no records | Yes | Visual inspection at the meter pit | 2024-01-11 |  | Non-Lead - Plastic |  | 0.75 | Installation date after lead ban | No | Customer self-identification | 2024-01-11 |  | Non-Lead | No | No | None | Single Family Residence | No | Unknown | No
| 303 E.Wilson St. |  | No | No | Non-Lead - Plastic | No |  | 0.75 | Field inspection only with no records | Yes | Visual inspection at the meter pit | 2024-10-07 |  | Non-Lead - Plastic |  | 0.75 | Field inspection only with no records | Yes | Visual inspection at the meter pit | 2024-10-07 |  | Non-Lead | No | No | None | Single Family Residence | No | Unknown | No
| 304 E. Wilson St. |  | No | No | Non-Lead - Plastic | No |  | 0.75 | Field inspection only with no records | Yes | Visual inspection at the meter pit | 2024-10-07 |  | Non-Lead - Plastic |  | 0.75 | Field inspection only with no records | Yes | Visual inspection at the meter pit | 2024-10-07 |  | Non-Lead | No | No | None | Single Family Residence | No | Unknown | No
| 305 E. Wilson St. |  | No | No | Non-Lead - Plastic | No |  | 0.75 | Field inspection only with no records | Yes | Visual inspection at the meter pit | 2024-10-07 |  | Non-Lead - Plastic |  | 0.75 | Field inspection only with no records | Yes | Visual inspection at the meter pit | 2024-10-07 |  | Non-Lead | No | No | None | Single Family Residence | No | Unknown | No
| 401 E. Wilson st. |  | No | No | Non-Lead - Plastic | No |  | 0.75 | Field inspection only with no records | Yes | Visual inspection at the meter pit | 2024-10-07 |  | Non-Lead - Plastic |  | 0.75 | Field inspection only with no records | Yes | Visual inspection at the meter pit | 2024-10-07 |  | Non-Lead | No | No | None | Single Family Residence | No | Unknown | No
| 402 E. Wilson St. |  | No | No | Non-Lead - Plastic | No |  | 0.75 | Field inspection only with no records | Yes | Visual inspection at the meter pit | 2024-10-07 |  | Non-Lead - Plastic |  | 0.75 | Field inspection only with no records | Yes | Visual inspection at the meter pit | 2024-10-07 |  | Non-Lead | No | No | None | Single Family Residence | No | Unknown | No
| 403 E. Wilson St. |  | No | No | Non-Lead - Plastic | No |  | 0.75 | Field inspection only with no records | Yes | Visual inspection at the meter pit | 2024-10-07 |  | Non-Lead - Plastic |  | 0.75 | Field inspection only with no records | Yes | Visual inspection at the meter pit | 2024-10-07 |  | Non-Lead | No | No | None | Single Family Residence | No | Unknown | No
| 407 E. Wilson St. |  | No | No | Non-Lead - Plastic | No |  | 0.75 | Field inspection only with no records | Yes | Visual inspection at the meter pit | 2024-10-07 |  | Non-Lead - Plastic |  | 0.75 | Field inspection only with no records | Yes | Visual inspection at the meter pit | 2024-10-07 |  | Non-Lead | No | No | None | Single Family Residence | No | Unknown | No
| 411 E. Wilson St. |  | No | No | Non-Lead - Plastic | No |  | 0.75 | Field inspection only with no records | Yes | Visual inspection at the meter pit | 2024-10-07 |  | Non-Lead - Copper |  | 0.75 | Field inspection only with no records | Yes | Visual inspection at the meter pit | 2024-10-07 |  | Non-Lead | No | No | None | Single Family Residence | No | Unknown | No
| 106 W. Edgecombe St. |  | No | No | Non-Lead - Plastic | No |  | 0.75 | Field inspection only with no records | Yes | Visual inspection at the meter pit | 2024-10-02 |  | Non-Lead - Plastic |  | 0.75 | Field inspection only with no records | Yes | Visual inspection at the meter pit | 2024-10-02 |  | Non-Lead | No | No | None | Single Family Residence | No | Unknown | No
| 111 W. Edgecombe St. |  | No | No | Non-Lead - Plastic | No |  | 0.75 | Field inspection only with no records | Yes | Visual inspection at the meter pit | 2024-10-02 |  | Non-Lead - Plastic |  | 0.75 | Field inspection only with no records | Yes | Visual inspection at the meter pit | 2024-10-02 |  | Non-Lead | No | No | None | Single Family Residence | No | Unknown | No
| 113 W. Edgecombe St. |  | No | No | Non-Lead - Plastic | No |  | 0.75 | Field inspection only with no records | Yes | Visual inspection at the meter pit | 2024-10-02 |  | Non-Lead - Plastic |  | 0.75 | Field inspection only with no records | Yes | Visual inspection at the meter pit | 2024-10-02 |  | Non-Lead | No | No | None | Single Family Residence | No | Unknown | No
| 115 W. Edgecombe St. |  | No | No | Non-Lead - Plastic | No |  | 0.75 | Field inspection only with no records | Yes | Visual inspection at the meter pit | 2024-10-02 |  | Non-Lead - Plastic |  | 0.75 | Field inspection only with no records | Yes | Visual inspection at the meter pit | 2024-10-02 |  | Non-Lead | No | No | None | Single Family Residence | No | Unknown | No
| 201 W. Edgecombe St. |  | No | No | Non-Lead - Plastic | No |  | 0.75 | Field inspection only with no records | Yes | Visual inspection at the meter pit | 2024-10-02 |  | Non-Lead - Plastic |  | 0.75 | Field inspection only with no records | Yes | Visual inspection at the meter pit | 2024-10-02 |  | Non-Lead | No | No | None | Single Family Residence | No | Unknown | No
| 205 W. Edgecombe St. |  | No | No | Non-Lead - Plastic | No |  | 0.75 | Field inspection only with no records | Yes | Visual inspection at the meter pit | 2024-10-02 |  | Non-Lead - Plastic |  | 0.75 | Field inspection only with no records | Yes | Visual inspection at the meter pit | 2024-10-02 |  | Non-Lead | No | No | None | Single Family Residence | No | Unknown | No
| 207 W. Edgecombe St. |  | No | No | Non-Lead - Plastic | No |  | 0.75 | Field inspection only with no records | Yes | Visual inspection at the meter pit | 2024-10-02 |  | Non-Lead - Plastic |  | 0.75 | Field inspection only with no records | Yes | Visual inspection at the meter pit | 2024-10-02 |  | Non-Lead | No | No | None | Single Family Residence | No | Unknown | No
| 307 W. Edgecombe St. |  | No | No | Non-Lead - Plastic | No |  | 0.75 | Field inspection only with no records | Yes | Visual inspection at the meter pit | 2024-10-02 |  | Non-Lead - Plastic |  | 0.75 | Field inspection only with no records | Yes | Visual inspection at the meter pit | 2024-10-02 |  | Non-Lead | No | No | None | Single Family Residence | No | Unknown | No
| 103 E. Edgecombe St. |  | No | No | Non-Lead - Plastic | No |  | 0.75 | Field inspection only with no records | Yes | Visual inspection at the meter pit | 2024-10-02 |  | Non-Lead - Plastic |  | 0.75 | Field inspection only with no records | Yes | Visual inspection at the meter pit | 2024-10-02 |  | Non-Lead | No | No | None | Single Family Residence | No | Unknown | No
| 104 E. Edgecombe St. |  | No | No | Non-Lead - Plastic | No |  | 0.75 | Field inspection only with no records | Yes | Visual inspection at the meter pit | 2024-10-02 |  | Galvanized |  | 0.75 | Field inspection only with no records | Yes | Visual inspection at the meter pit | 2024-10-02 |  | Non-Lead | No | No | None | Single Family Residence | No | Unknown | No
| 106 E. Edgecombe St. |  | No | No | Non-Lead - Plastic | No |  | 0.75 | Field inspection only with no records | Yes | Visual inspection at the meter pit | 2024-10-02 |  | Non-Lead - Plastic |  | 0.75 | Field inspection only with no records | Yes | Visual inspection at the meter pit | 2024-10-02 |  | Non-Lead | No | No | None | Single Family Residence | No | Unknown | No
| 201 E. Edgecombe St. |  | No | No | Non-Lead - Plastic | No |  | 0.75 | Field inspection only with no records | Yes | Visual inspection at the meter pit | 2024-10-02 |  | Non-Lead - Copper |  | 0.75 | Field inspection only with no records | Yes | Visual inspection at the meter pit | 2024-10-02 |  | Non-Lead | No | No | None | Single Family Residence | No | Unknown | No
| 204 E. Edgecombe St. |  | No | No | Non-Lead - Plastic | No |  | 0.75 | Field inspection only with no records | Yes | Visual inspection at the meter pit | 2024-10-02 |  | Non-Lead - Plastic |  | 0.75 | Field inspection only with no records | Yes | Visual inspection at the meter pit | 2024-10-02 |  | Non-Lead | No | No | None | Single Family Residence | No | Unknown | No
| 205 E. Edgecombe St. |  | No | No | Non-Lead - Plastic | No |  | 0.75 | Field inspection only with no records | Yes | Visual inspection at the meter pit | 2024-10-02 |  | Non-Lead - Plastic |  | 0.75 | Field inspection only with no records | Yes | Visual inspection at the meter pit | 2024-10-02 |  | Non-Lead | No | No | None | Single Family Residence | No | Unknown | No
| 206 E. Edgecombe St. |  | No | No | Non-Lead - Plastic | No |  | 0.75 | Field inspection only with no records | Yes | Visual inspection at the meter pit | 2024-10-02 |  | Non-Lead - Plastic |  | 0.75 | Field inspection only with no records | Yes | Visual inspection at the meter pit | 2024-10-02 |  | Non-Lead | No | No | None | Single Family Residence | No | Unknown | No
| 207 E. Edgecombe St. |  | No | No | Non-Lead - Plastic | No |  | 0.75 | Field inspection only with no records | Yes | Visual inspection at the meter pit | 2024-10-02 |  | Non-Lead - Plastic |  | 0.75 | Field inspection only with no records | Yes | Visual inspection at the meter pit | 2024-10-02 |  | Non-Lead | No | No | None | Single Family Residence | No | Unknown | No
| 103 E. Eason St. |  | No | No | Non-Lead - Plastic | No |  | 0.75 | Field inspection only with no records | Yes | Visual inspection at the meter pit | 2024-04-04 |  | Non-Lead - Plastic |  | 0.75 | Field inspection only with no records | Yes | Visual inspection at the meter pit | 2024-04-04 |  | Non-Lead | No | No | None | Single Family Residence | No | Unknown | Yes
| 105 E. Eason St. |  | No | No | Non-Lead - Plastic | No |  | 0.75 | Field inspection only with no records | Yes | Visual inspection at the meter pit | 2024-04-04 |  | Non-Lead - Plastic |  | 0.75 | Field inspection only with no records | Yes | Visual inspection at the meter pit | 2024-04-04 |  | Non-Lead | No | No | None | Single Family Residence | No | Unknown | No
| 106 E. Eason st. |  | No | No | Non-Lead - Plastic | No |  | 0.75 | Field inspection only with no records | Yes | Visual inspection at the meter pit | 2024-04-04 |  | Non-Lead - Plastic |  | 0.75 | Field inspection only with no records | Yes | Visual inspection at the meter pit | 2024-04-04 |  | Non-Lead | No | No | None | Single Family Residence | No | Unknown | No
| 107 E. Eason st. |  | No | No | Non-Lead - Plastic | No |  | 0.75 | Field inspection only with no records | Yes | Visual inspection at the meter pit | 2024-04-04 |  | Non-Lead - Plastic |  | 0.75 | Field inspection only with no records | Yes | Visual inspection at the meter pit | 2024-04-04 |  | Non-Lead | No | No | None | Single Family Residence | No | Unknown | No
| 304 E. Eason St. |  | No | No | Non-Lead - Plastic | No |  | 0.75 | Field inspection only with no records | Yes | Visual inspection at the meter pit | 2024-04-04 |  | Non-Lead - Plastic |  | 0.75 | Field inspection only with no records | Yes | Visual inspection at the meter pit | 2024-04-04 |  | Non-Lead | No | No | None | Single Family Residence | No | Unknown | No
| 305 E. Eason St. |  | No | No | Non-Lead - Plastic | No |  | 0.75 | Field inspection only with no records | Yes | Visual inspection at the meter pit | 2024-04-04 |  | Non-Lead - Plastic |  | 0.75 | Field inspection only with no records | Yes | Visual inspection at the meter pit | 2024-04-04 |  | Non-Lead | No | No | None | Single Family Residence | No | Unknown | Yes
| 307 E. Eason St. |  | No | No | Non-Lead - Plastic | No |  | 0.75 | Field inspection only with no records | Yes | Visual inspection at the meter pit | 2024-04-04 |  | Non-Lead - Plastic |  | 0.75 | Field inspection only with no records | Yes | Visual inspection at the meter pit | 2024-04-04 |  | Non-Lead | No | No | None | Single Family Residence | No | Unknown | No
| 401 E. Eason St. |  | No | No | Non-Lead - Plastic | No |  | 0.75 | Field inspection only with no records | Yes | Visual inspection at the meter pit | 2024-04-04 |  | Non-Lead - Plastic |  | 0.75 | Field inspection only with no records | Yes | Visual inspection at the meter pit | 2024-04-04 |  | Non-Lead | No | No | None | Single Family Residence | No | Unknown | No
| 408 E. Eason St. |  | No | No | Non-Lead - Plastic | No |  | 0.75 | Field inspection only with no records | Yes | Visual inspection at the meter pit | 2024-04-04 |  | Non-Lead - Plastic |  | 0.75 | Field inspection only with no records | Yes | Visual inspection at the meter pit | 2024-04-04 |  | Non-Lead | No | No | None | Single Family Residence | No | Unknown | No
| 410 E. Eason St. |  | No | No | Non-Lead - Plastic | No |  | 0.75 | Field inspection only with no records | Yes | Visual inspection at the meter pit | 2024-04-04 |  | Non-Lead - Plastic |  | 0.75 | Field inspection only with no records | Yes | Visual inspection at the meter pit | 2024-04-04 |  | Non-Lead | No | No | None | Single Family Residence | No | Unknown | No
| 200 W. Eason St. |  | No | No | Non-Lead - Plastic | No |  | 0.75 | Field inspection only with no records | Yes | Visual inspection at the meter pit | 2024-04-04 |  | Non-Lead - Plastic |  | 0.75 | Field inspection only with no records | Yes | Visual inspection at the meter pit | 2024-04-04 |  | Non-Lead | No | No | None | Single Family Residence | No | Unknown | No
| 201 W. Eason St. |  | No | No | Non-Lead - Plastic | No |  | 0.75 | Field inspection only with no records | Yes | Visual inspection at the meter pit | 2024-04-04 |  | Non-Lead - Plastic |  | 0.75 | Field inspection only with no records | Yes | Visual inspection at the meter pit | 2024-04-04 |  | Non-Lead | No | No | None | Single Family Residence | No | Unknown | No
| 300 W. Eason St. |  | No | No | Non-Lead - Plastic | No |  | 0.75 | Field inspection only with no records | Yes | Visual inspection at the meter pit | 2024-04-04 |  | Non-Lead - Plastic |  | 0.75 | Field inspection only with no records | Yes | Visual inspection at the meter pit | 2024-04-04 |  | Non-Lead | No | No | None | Single Family Residence | No | Unknown | Yes
| 301 W. Eason St |  | No | No | Non-Lead - Plastic | No |  | 0.75 | Field inspection only with no records | Yes | Visual inspection at the meter pit | 2024-04-04 |  | Non-Lead - Plastic |  | 0.75 | Field inspection only with no records | Yes | Visual inspection at the meter pit | 2024-04-04 |  | Non-Lead | No | No | None | Single Family Residence | No | Unknown | No
| 403 W. Eason St. |  | No | No | Non-Lead - Plastic | No |  | 0.75 | Field inspection only with no records | Yes | Visual inspection at the meter pit | 2024-04-04 |  | Non-Lead - Plastic |  | 0.75 | Field inspection only with no records | Yes | Visual inspection at the meter pit | 2024-04-04 |  | Non-Lead | No | No | None | Single Family Residence | No | Unknown | No
| 404 W. Eason St. |  | No | No | Non-Lead - Plastic | No |  | 0.75 | Field inspection only with no records | Yes | Visual inspection at the meter pit | 2024-04-04 |  | Non-Lead - Plastic |  | 0.75 | Field inspection only with no records | Yes | Visual inspection at the meter pit | 2024-04-04 |  | Non-Lead | No | No | None | Single Family Residence | No | Unknown | No
| 501 W. Eason St. |  | No | No | Non-Lead - Plastic | No |  | 0.75 | Field inspection only with no records | Yes | Visual inspection at the meter pit | 2024-04-04 |  | Non-Lead - Plastic |  | 0.75 | Field inspection only with no records | Yes | Visual inspection at the meter pit | 2024-04-04 |  | Non-Lead | No | No | None | Single Family Residence | No | Unknown | No
| 508 W. Eason St |  | No | No | Non-Lead - Plastic | No |  | 0.75 | Field inspection only with no records | Yes | Visual inspection at the meter pit | 2024-04-04 | House | Non-Lead - Plastic |  | 0.75 | Installation date after lead ban | No | Customer self-identification | 2024-04-04 | House | Non-Lead | No | No | None | Single Family Residence | No | Unknown | No
| 508 W. Eason St |  | No | No | Non-Lead - Plastic | No |  | 0.75 | Field inspection only with no records | Yes | Visual inspection at the meter pit | 2024-04-04 | Shop | Galvanized |  | 0.75 | Installation date after lead ban | No | Customer self-identification | 2024-04-04 | Shop | Non-Lead | No | No | None | Single Family Residence | No | Unknown | No
| 508 W. Eason st. |  | No | No | Non-Lead - Plastic | No |  | 0.75 | Field inspection only with no records | Yes | Visual inspection at the meter pit | 2024-04-04 | Farm | Galvanized |  | 2.00 | Installation date after lead ban | No | Customer self-identification | 2024-04-04 | Farm | Non-Lead | No | No | None | Single Family Residence | No | Unknown | No
| 106 W. Pitt St. |  | No | No | Non-Lead - Plastic | No |  | 0.75 | Field inspection only with no records | Yes | Visual inspection at the meter pit | 2024-04-02 |  | Non-Lead - Plastic |  | 0.75 | Field inspection only with no records | Yes | Visual inspection at the meter pit | 2024-04-02 |  | Non-Lead | No | No | None | Single Family Residence | No | Unknown | No
| 107 W. Pitt St. |  | No | No | Non-Lead - Plastic | No |  | 0.75 | Field inspection only with no records | Yes | Visual inspection at the meter pit | 2024-04-02 |  | Non-Lead - Plastic |  | 0.75 | Field inspection only with no records | Yes | Visual inspection at the meter pit | 2024-04-02 |  | Non-Lead | No | No | None | Single Family Residence | No | Unknown | No
| 409 W. Pitt St. |  | No | No | Non-Lead - Plastic | No |  | 0.75 | Field inspection only with no records | Yes | Visual inspection at the meter pit | 2024-04-02 |  | Non-Lead - Plastic |  | 0.75 | Field inspection only with no records | Yes | Visual inspection at the meter pit | 2024-04-02 |  | Non-Lead | No | No | None | Single Family Residence | No | Unknown | No
| 502 W. Pitt St. |  | No | No | Non-Lead - Plastic | No |  | 0.75 | Field inspection only with no records | Yes | Visual inspection at the meter pit | 2024-04-02 |  | Non-Lead - Plastic |  | 0.75 | Field inspection only with no records | Yes | Visual inspection at the meter pit | 2024-04-02 |  | Non-Lead | No | No | None | Single Family Residence | No | Unknown | No
| 105 E. Pitt St. |  | No | No | Non-Lead - Plastic | No |  | 0.75 | Field inspection only with no records | Yes | Visual inspection at the meter pit | 2024-04-02 |  | Non-Lead - Copper |  | 0.75 | Field inspection only with no records | Yes | Visual inspection at the meter pit | 2024-04-02 |  | Non-Lead | No | No | None | Single Family Residence | No | Unknown | No
| 109 E. Pitt St. |  | No | No | Non-Lead - Plastic | No |  | 0.75 | Field inspection only with no records | Yes | Visual inspection at the meter pit | 2024-04-02 |  | Non-Lead - Plastic |  | 0.75 | Field inspection only with no records | Yes | Visual inspection at the meter pit | 2024-04-02 |  | Non-Lead | No | No | None | Single Family Residence | No | Unknown | No
| 204 E. Pitt St. |  | No | No | Non-Lead - Plastic | No |  | 0.75 | Field inspection only with no records | Yes | Visual inspection at the meter pit | 2024-04-02 |  | Non-Lead - Plastic |  | 0.75 | Field inspection only with no records | Yes | Visual inspection at the meter pit | 2024-04-02 |  | Non-Lead | No | No | None | Single Family Residence | No | Unknown | No
| 205 E. Pitt St. |  | No | No | Non-Lead - Plastic | No |  | 0.75 | Field inspection only with no records | Yes | Visual inspection at the meter pit | 2024-04-02 |  | Non-Lead - Plastic |  | 0.75 | Field inspection only with no records | Yes | Visual inspection at the meter pit | 2024-04-02 |  | Non-Lead | No | No | None | Single Family Residence | No | Unknown | No
| 206 E. Pitt St. |  | No | No | Non-Lead - Plastic | No |  | 0.75 | Field inspection only with no records | Yes | Visual inspection at the meter pit | 2024-04-02 |  | Non-Lead - Plastic |  | 0.75 | Field inspection only with no records | Yes | Visual inspection at the meter pit | 2024-04-02 |  | Non-Lead | No | No | None | Single Family Residence | No | Unknown | No
| 207 E. Pitt St. |  | No | No | Non-Lead - Plastic | No |  | 0.75 | Field inspection only with no records | Yes | Visual inspection at the meter pit | 2024-04-02 |  | Non-Lead - Copper |  | 0.75 | Field inspection only with no records | Yes | Visual inspection at the meter pit | 2024-04-02 |  | Non-Lead | No | No | None | Single Family Residence | No | Unknown | No
| 208 E. Pitt St |  | No | No | Non-Lead - Plastic | No |  | 0.75 | Field inspection only with no records | Yes | Visual inspection at the meter pit | 2024-04-02 |  | Non-Lead - Plastic |  | 0.75 | Field inspection only with no records | Yes | Visual inspection at the meter pit | 2024-04-02 |  | Non-Lead | No | No | None | Single Family Residence | No | Unknown | No
| 303 E. Pitt St. |  | No | No | Non-Lead - Plastic | No |  | 0.75 | Field inspection only with no records | Yes | Visual inspection at the meter pit | 2024-04-02 |  | Galvanized |  | 0.75 | Field inspection only with no records | Yes | Visual inspection at the meter pit | 2024-04-02 |  | Non-Lead | No | No | None | Single Family Residence | No | Unknown | No
| 304 E. Pitt St. |  | No | No | Non-Lead - Plastic | No |  | 0.75 | Field inspection only with no records | Yes | Visual inspection at the meter pit | 2024-04-02 |  | Non-Lead - Plastic |  | 0.75 | Field inspection only with no records | Yes | Visual inspection at the meter pit | 2024-04-02 |  | Non-Lead | No | No | None | Single Family Residence | No | Unknown | No
| 305 E. Pitt St. |  | No | No | Non-Lead - Plastic | No |  | 0.75 | Field inspection only with no records | Yes | Visual inspection at the meter pit | 2024-04-02 |  | Non-Lead - Plastic |  | 0.75 | Field inspection only with no records | Yes | Visual inspection at the meter pit | 2024-04-02 |  | Non-Lead | No | No | None | Single Family Residence | No | Unknown | No
| 306 E. Pitt St. |  | No | No | Non-Lead - Plastic | No |  | 0.75 | Field inspection only with no records | Yes | Visual inspection at the meter pit | 2024-04-02 |  | Non-Lead - Plastic |  | 0.75 | Field inspection only with no records | Yes | Visual inspection at the meter pit | 2024-04-02 |  | Non-Lead | No | No | None | Single Family Residence | No | Unknown | No
| 530 S. Fountain Rd. |  | No | No | Non-Lead - Plastic | No |  | 0.75 | Field inspection only with no records | Yes | Visual inspection at the meter pit | 2024-01-18 |  | Non-Lead - Plastic |  | 0.75 | Field inspection only with no records | Yes | Visual inspection at the meter pit | 2024-01-18 |  | Non-Lead | No | No | None | Single Family Residence | No | Unknown | No
PLEASE CLASSIFY BOTH PORTIONS OF THE SERVICE LINE
PLEASE CLASSIFY BOTH PORTIONS OF THE SERVICE LINE
PLEASE CLASSIFY BOTH PORTIONS OF THE SERVICE LINE
PLEASE CLASSIFY BOTH PORTIONS OF THE SERVICE LINE
PLEASE CLASSIFY BOTH PORTIONS OF THE SERVICE LINE
PLEASE CLASSIFY BOTH PORTIONS OF THE SERVICE LINE
PLEASE CLASSIFY BOTH PORTIONS OF THE SERVICE LINE
PLEASE CLASSIFY BOTH PORTIONS OF THE SERVICE LINE
PLEASE CLASSIFY BOTH PORTIONS OF THE SERVICE LINE
PLEASE CLASSIFY BOTH PORTIONS OF THE SERVICE LINE
PLEASE CLASSIFY BOTH PORTIONS OF THE SERVICE LINE
PLEASE CLASSIFY BOTH PORTIONS OF THE SERVICE LINE
PLEASE CLASSIFY BOTH PORTIONS OF THE SERVICE LINE
PLEASE CLASSIFY BOTH PORTIONS OF THE SERVICE LINE
PLEASE CLASSIFY BOTH PORTIONS OF THE SERVICE LINE
PLEASE CLASSIFY BOTH PORTIONS OF THE SERVICE LINE
PLEASE CLASSIFY BOTH PORTIONS OF THE SERVICE LINE
PLEASE CLASSIFY BOTH PORTIONS OF THE SERVICE LINE
PLEASE CLASSIFY BOTH PORTIONS OF THE SERVICE LINE
PLEASE CLASSIFY BOTH PORTIONS OF THE SERVICE LINE
PLEASE CLASSIFY BOTH PORTIONS OF THE SERVICE LINE
PLEASE CLASSIFY BOTH PORTIONS OF THE SERVICE LINE
PLEASE CLASSIFY BOTH PORTIONS OF THE SERVICE LINE
PLEASE CLASSIFY BOTH PORTIONS OF THE SERVICE LINE
PLEASE CLASSIFY BOTH PORTIONS OF THE SERVICE LINE
PLEASE CLASSIFY BOTH PORTIONS OF THE SERVICE LINE
PLEASE CLASSIFY BOTH PORTIONS OF THE SERVICE LINE
PLEASE CLASSIFY BOTH PORTIONS OF THE SERVICE LINE
PLEASE CLASSIFY BOTH PORTIONS OF THE SERVICE LINE
PLEASE CLASSIFY BOTH PORTIONS OF THE SERVICE LINE
PLEASE CLASSIFY BOTH PORTIONS OF THE SERVICE LINE
PLEASE CLASSIFY BOTH PORTIONS OF THE SERVICE LINE
PLEASE CLASSIFY BOTH PORTIONS OF THE SERVICE LINE
PLEASE CLASSIFY BOTH PORTIONS OF THE SERVICE LINE
PLEASE CLASSIFY BOTH PORTIONS OF THE SERVICE LINE
PLEASE CLASSIFY BOTH PORTIONS OF THE SERVICE LINE
PLEASE CLASSIFY BOTH PORTIONS OF THE SERVICE LINE
PLEASE CLASSIFY BOTH PORTIONS OF THE SERVICE LINE
PLEASE CLASSIFY BOTH PORTIONS OF THE SERVICE LINE
PLEASE CLASSIFY BOTH PORTIONS OF THE SERVICE LINE
PLEASE CLASSIFY BOTH PORTIONS OF THE SERVICE LINE
PLEASE CLASSIFY BOTH PORTIONS OF THE SERVICE LINE
PLEASE CLASSIFY BOTH PORTIONS OF THE SERVICE LINE
PLEASE CLASSIFY BOTH PORTIONS OF THE SERVICE LINE
PLEASE CLASSIFY BOTH PORTIONS OF THE SERVICE LINE
PLEASE CLASSIFY BOTH PORTIONS OF THE SERVICE LINE
PLEASE CLASSIFY BOTH PORTIONS OF THE SERVICE LINE
PLEASE CLASSIFY BOTH PORTIONS OF THE SERVICE LINE
PLEASE CLASSIFY BOTH PORTIONS OF THE SERVICE LINE
PLEASE CLASSIFY BOTH PORTIONS OF THE SERVICE LINE
PLEASE CLASSIFY BOTH PORTIONS OF THE SERVICE LINE
PLEASE CLASSIFY BOTH PORTIONS OF THE SERVICE LINE
PLEASE CLASSIFY BOTH PORTIONS OF THE SERVICE LINE
PLEASE CLASSIFY BOTH PORTIONS OF THE SERVICE LINE
PLEASE CLASSIFY BOTH PORTIONS OF THE SERVICE LINE
PLEASE CLASSIFY BOTH PORTIONS OF THE SERVICE LINE
PLEASE CLASSIFY BOTH PORTIONS OF THE SERVICE LINE
PLEASE CLASSIFY BOTH PORTIONS OF THE SERVICE LINE
PLEASE CLASSIFY BOTH PORTIONS OF THE SERVICE LINE
PLEASE CLASSIFY BOTH PORTIONS OF THE SERVICE LINE
PLEASE CLASSIFY BOTH PORTIONS OF THE SERVICE LINE
PLEASE CLASSIFY BOTH PORTIONS OF THE SERVICE LINE
PLEASE CLASSIFY BOTH PORTIONS OF THE SERVICE LINE
PLEASE CLASSIFY BOTH PORTIONS OF THE SERVICE LINE
PLEASE CLASSIFY BOTH PORTIONS OF THE SERVICE LINE
PLEASE CLASSIFY BOTH PORTIONS OF THE SERVICE LINE
PLEASE CLASSIFY BOTH PORTIONS OF THE SERVICE LINE
PLEASE CLASSIFY BOTH PORTIONS OF THE SERVICE LINE
PLEASE CLASSIFY BOTH PORTIONS OF THE SERVICE LINE
PLEASE CLASSIFY BOTH PORTIONS OF THE SERVICE LINE
PLEASE CLASSIFY BOTH PORTIONS OF THE SERVICE LINE
PLEASE CLASSIFY BOTH PORTIONS OF THE SERVICE LINE
PLEASE CLASSIFY BOTH PORTIONS OF THE SERVICE LINE
PLEASE CLASSIFY BOTH PORTIONS OF THE SERVICE LINE
PLEASE CLASSIFY BOTH PORTIONS OF THE SERVICE LINE
PLEASE CLASSIFY BOTH PORTIONS OF THE SERVICE LINE
PLEASE CLASSIFY BOTH PORTIONS OF THE SERVICE LINE
PLEASE CLASSIFY BOTH PORTIONS OF THE SERVICE LINE
PLEASE CLASSIFY BOTH PORTIONS OF THE SERVICE LINE
PLEASE CLASSIFY BOTH PORTIONS OF THE SERVICE LINE
PLEASE CLASSIFY BOTH PORTIONS OF THE SERVICE LINE
PLEASE CLASSIFY BOTH PORTIONS OF THE SERVICE LINE
PLEASE CLASSIFY BOTH PORTIONS OF THE SERVICE LINE
PLEASE CLASSIFY BOTH PORTIONS OF THE SERVICE LINE
PLEASE CLASSIFY BOTH PORTIONS OF THE SERVICE LINE
PLEASE CLASSIFY BOTH PORTIONS OF THE SERVICE LINE
PLEASE CLASSIFY BOTH PORTIONS OF THE SERVICE LINE
PLEASE CLASSIFY BOTH PORTIONS OF THE SERVICE LINE
PLEASE CLASSIFY BOTH PORTIONS OF THE SERVICE LINE
PLEASE CLASSIFY BOTH PORTIONS OF THE SERVICE LINE
PLEASE CLASSIFY BOTH PORTIONS OF THE SERVICE LINE
PLEASE CLASSIFY BOTH PORTIONS OF THE SERVICE LINE
PLEASE CLASSIFY BOTH PORTIONS OF THE SERVICE LINE
PLEASE CLASSIFY BOTH PORTIONS OF THE SERVICE LINE
PLEASE CLASSIFY BOTH PORTIONS OF THE SERVICE LINE
PLEASE CLASSIFY BOTH PORTIONS OF THE SERVICE LINE
PLEASE CLASSIFY BOTH PORTIONS OF THE SERVICE LINE
PLEASE CLASSIFY BOTH PORTIONS OF THE SERVICE LINE
PLEASE CLASSIFY BOTH PORTIONS OF THE SERVICE LINE
PLEASE CLASSIFY BOTH PORTIONS OF THE SERVICE LINE
PLEASE CLASSIFY BOTH PORTIONS OF THE SERVICE LINE
PLEASE CLASSIFY BOTH PORTIONS OF THE SERVICE LINE
PLEASE CLASSIFY BOTH PORTIONS OF THE SERVICE LINE
PLEASE CLASSIFY BOTH PORTIONS OF THE SERVICE LINE
PLEASE CLASSIFY BOTH PORTIONS OF THE SERVICE LINE
PLEASE CLASSIFY BOTH PORTIONS OF THE SERVICE LINE
PLEASE CLASSIFY BOTH PORTIONS OF THE SERVICE LINE
PLEASE CLASSIFY BOTH PORTIONS OF THE SERVICE LINE
PLEASE CLASSIFY BOTH PORTIONS OF THE SERVICE LINE
PLEASE CLASSIFY BOTH PORTIONS OF THE SERVICE LINE
PLEASE CLASSIFY BOTH PORTIONS OF THE SERVICE LINE
PLEASE CLASSIFY BOTH PORTIONS OF THE SERVICE LINE
PLEASE CLASSIFY BOTH PORTIONS OF THE SERVICE LINE
PLEASE CLASSIFY BOTH PORTIONS OF THE SERVICE LINE
PLEASE CLASSIFY BOTH PORTIONS OF THE SERVICE LINE
PLEASE CLASSIFY BOTH PORTIONS OF THE SERVICE LINE
PLEASE CLASSIFY BOTH PORTIONS OF THE SERVICE LINE
PLEASE CLASSIFY BOTH PORTIONS OF THE SERVICE LINE
PLEASE CLASSIFY BOTH PORTIONS OF THE SERVICE LINE
PLEASE CLASSIFY BOTH PORTIONS OF THE SERVICE LINE
PLEASE CLASSIFY BOTH PORTIONS OF THE SERVICE LINE
PLEASE CLASSIFY BOTH PORTIONS OF THE SERVICE LINE
PLEASE CLASSIFY BOTH PORTIONS OF THE SERVICE LINE
PLEASE CLASSIFY BOTH PORTIONS OF THE SERVICE LINE
PLEASE CLASSIFY BOTH PORTIONS OF THE SERVICE LINE
PLEASE CLASSIFY BOTH PORTIONS OF THE SERVICE LINE
PLEASE CLASSIFY BOTH PORTIONS OF THE SERVICE LINE
PLEASE CLASSIFY BOTH PORTIONS OF THE SERVICE LINE
PLEASE CLASSIFY BOTH PORTIONS OF THE SERVICE LINE
PLEASE CLASSIFY BOTH PORTIONS OF THE SERVICE LINE
PLEASE CLASSIFY BOTH PORTIONS OF THE SERVICE LINE
PLEASE CLASSIFY BOTH PORTIONS OF THE SERVICE LINE
PLEASE CLASSIFY BOTH PORTIONS OF THE SERVICE LINE
PLEASE CLASSIFY BOTH PORTIONS OF THE SERVICE LINE
PLEASE CLASSIFY BOTH PORTIONS OF THE SERVICE LINE
PLEASE CLASSIFY BOTH PORTIONS OF THE SERVICE LINE
PLEASE CLASSIFY BOTH PORTIONS OF THE SERVICE LINE
PLEASE CLASSIFY BOTH PORTIONS OF THE SERVICE LINE
PLEASE CLASSIFY BOTH PORTIONS OF THE SERVICE LINE
PLEASE CLASSIFY BOTH PORTIONS OF THE SERVICE LINE
PLEASE CLASSIFY BOTH PORTIONS OF THE SERVICE LINE
PLEASE CLASSIFY BOTH PORTIONS OF THE SERVICE LINE
PLEASE CLASSIFY BOTH PORTIONS OF THE SERVICE LINE
PLEASE CLASSIFY BOTH PORTIONS OF THE SERVICE LINE
PLEASE CLASSIFY BOTH PORTIONS OF THE SERVICE LINE
PLEASE CLASSIFY BOTH PORTIONS OF THE SERVICE LINE
PLEASE CLASSIFY BOTH PORTIONS OF THE SERVICE LINE
PLEASE CLASSIFY BOTH PORTIONS OF THE SERVICE LINE
PLEASE CLASSIFY BOTH PORTIONS OF THE SERVICE LINE
PLEASE CLASSIFY BOTH PORTIONS OF THE SERVICE LINE
PLEASE CLASSIFY BOTH PORTIONS OF THE SERVICE LINE
PLEASE CLASSIFY BOTH PORTIONS OF THE SERVICE LINE
PLEASE CLASSIFY BOTH PORTIONS OF THE SERVICE LINE
PLEASE CLASSIFY BOTH PORTIONS OF THE SERVICE LINE
PLEASE CLASSIFY BOTH PORTIONS OF THE SERVICE LINE
PLEASE CLASSIFY BOTH PORTIONS OF THE SERVICE LINE
PLEASE CLASSIFY BOTH PORTIONS OF THE SERVICE LINE
PLEASE CLASSIFY BOTH PORTIONS OF THE SERVICE LINE
PLEASE CLASSIFY BOTH PORTIONS OF THE SERVICE LINE
PLEASE CLASSIFY BOTH PORTIONS OF THE SERVICE LINE
PLEASE CLASSIFY BOTH PORTIONS OF THE SERVICE LINE
PLEASE CLASSIFY BOTH PORTIONS OF THE SERVICE LINE
PLEASE CLASSIFY BOTH PORTIONS OF THE SERVICE LINE
PLEASE CLASSIFY BOTH PORTIONS OF THE SERVICE LINE
PLEASE CLASSIFY BOTH PORTIONS OF THE SERVICE LINE
PLEASE CLASSIFY BOTH PORTIONS OF THE SERVICE LINE
PLEASE CLASSIFY BOTH PORTIONS OF THE SERVICE LINE
PLEASE CLASSIFY BOTH PORTIONS OF THE SERVICE LINE
PLEASE CLASSIFY BOTH PORTIONS OF THE SERVICE LINE
PLEASE CLASSIFY BOTH PORTIONS OF THE SERVICE LINE
PLEASE CLASSIFY BOTH PORTIONS OF THE SERVICE LINE
PLEASE CLASSIFY BOTH PORTIONS OF THE SERVICE LINE
PLEASE CLASSIFY BOTH PORTIONS OF THE SERVICE LINE
PLEASE CLASSIFY BOTH PORTIONS OF THE SERVICE LINE
PLEASE CLASSIFY BOTH PORTIONS OF THE SERVICE LINE
PLEASE CLASSIFY BOTH PORTIONS OF THE SERVICE LINE
PLEASE CLASSIFY BOTH PORTIONS OF THE SERVICE LINE
PLEASE CLASSIFY BOTH PORTIONS OF THE SERVICE LINE
PLEASE CLASSIFY BOTH PORTIONS OF THE SERVICE LINE
PLEASE CLASSIFY BOTH PORTIONS OF THE SERVICE LINE
PLEASE CLASSIFY BOTH PORTIONS OF THE SERVICE LINE
PLEASE CLASSIFY BOTH PORTIONS OF THE SERVICE LINE
PLEASE CLASSIFY BOTH PORTIONS OF THE SERVICE LINE
PLEASE CLASSIFY BOTH PORTIONS OF THE SERVICE LINE
PLEASE CLASSIFY BOTH PORTIONS OF THE SERVICE LINE
PLEASE CLASSIFY BOTH PORTIONS OF THE SERVICE LINE
PLEASE CLASSIFY BOTH PORTIONS OF THE SERVICE LINE
PLEASE CLASSIFY BOTH PORTIONS OF THE SERVICE LINE
PLEASE CLASSIFY BOTH PORTIONS OF THE SERVICE LINE
PLEASE CLASSIFY BOTH PORTIONS OF THE SERVICE LINE
PLEASE CLASSIFY BOTH PORTIONS OF THE SERVICE LINE
PLEASE CLASSIFY BOTH PORTIONS OF THE SERVICE LINE
PLEASE CLASSIFY BOTH PORTIONS OF THE SERVICE LINE
PLEASE CLASSIFY BOTH PORTIONS OF THE SERVICE LINE